## South
BANGALORE ELECTRICITY SUPPLY COMPANY LIMITED
DETAILS OF PLANNED OUTAGES(MAINTENANCE AND LOAD SHEDDING) IN SOUTH CIRCLE FOR THE MONTH OF SEPTMBER 2020
Date | Circle | Division | Sub division | Section | Name of the MUSS | 11KV Feeder Name (Affected Feeder) | Areas fed by the feeder (All areas to be mentioned) | Time of Outage |  | Duration of load restriction in Hours | Appx Quantum of load restriction in MW | Nature of outage
[8 empty] | From Hr | To Hr
2020-09-01 | South | Jayanagar | S9-BSK II Stage | 2-Padmanabhanagar | Padmanabhanagar | F07-CHANNAMAKERE | Chennammanakere Achukattu, Manjunath colony, BMTC depot | 10:00 | 14:00 | 4:00 | 3.1 | Scheduled
2020-09-01 | South | Koramangal | S16 | MADIWALA & S G PALYA | ADUGODI_66 | F27-EAST-LAND-HOLDING | Jogicolony, east land holding building, st jhon staff quarters, marthinagara and sorrounding areas. | 11:00 | 13:30 | 2:30 | 0.7 | 11KV jump ReplacementWork. | Hazadous
2020-09-01 | South | Koramangal | S7 | Panathur | KBH | F5 | Kadabisanahalli , Croma road & Munireddy L/O | 10:30 | 14:30 | 4:00 | 2.5 | Maintenance
2020-09-01 | South | Koramangal | S-17 | Marathalli | EXORA_66 | F11-EXORA BLOCK A LEFT WING | Prestige Tech park | 11:00 | 13:00 | 2:00 | 0.1 | Maintenance
2020-09-02 | South | Koramangal | S16 | MADIWALA & S G PALYA | ADUGODI_66 | F01-BOMMANAHALLI | Madiwala and sorrounding area | 11:00 | 13:30 | 2:30 | 0.7 | 11KV jump ReplacementWork. | Hazadous
2020-09-02 | South | Koramangal | S7 | Panathur | CESSNA | F11 | Kaverappa L/O , Vaswani Appt | 11:00 | 14:00 | 3:00 | 2.8 | Maintenance
2020-09-02 | South | Koramangal | S-17 | Marathalli | EXORA_66 | F7- SAKRA HOSPITAL | SAKRA WORLD | 11:00 | 12:30 | 1:30 | 0.3 | Tree trimming
2020-09-03 | South | Jayanagar | S9-BSK II Stage | 1-Bsk II stage | Padmanabhanagar | F05-9TH MAIN BATA SHOWROOM | From SLV hotel to 24th cross, Upahara hotel, 24th cross | 10:00 | 14:00 | 4:00 | 2.5 | Scheduled
2020-09-03 | South | Koramangal | S16 | MADIWALA & S G PALYA | ADUGODI_66 | F09-Madiwala | Madiwala,maruthinagara, Dollars scheme, 100ft ring road and sorrounding areas and export to S14 area. | 11:00 | 13:30 | 2:30 | 0.7 | 11KV jump ReplacementWork. | Hazadous
2020-09-03 | South | Koramangal | S7 | Panathur | KBH | F13 | Munnekolalla, CKB L/O & Dental College Road | 11:30 | 13:00 | 1:30 | 2.4 | Maintenance
2020-09-03 | South | Koramangal | S-17 | Marathalli | EXORA_66 | F9- SALARPURIA SATTVA | SALARPURIA SATTVA | 10:00 | 12:00 | 2:00 | 0.1 | Maintenance
2020-09-04 | South | Koramangal | S16 | MADIWALA & S G PALYA | ADUGODI_66 | F24-UMAYAHOLDING | Bhuvanappa layout, cauvery layout,krishnanagara I/A, SG Palya and sorrounding areas | 11:00 | 13:30 | 2:30 | 0.7 | 11KV jump ReplacementWork. | Hazadous
2020-09-04 | South | Koramangal | S7 | Panathur | KBH | F7 | Marathalli, LRDE Lay Out | 10:00 | 13:00 | 3:00 | 2.1 | Maintenance
2020-09-04 | South | Koramangal | S7 | Kundalahalli | Diyashree | F-5 BEML Layout | AECS layuot A , B , C and D black , Maruthi layout , Srinivas reddy Layout | 10:00 | 16:00 | 6:00 | 3.5 | GOS Replacement ,Lead replacement Tree trimming and Pole straighting
2020-09-04 | South | Koramangal | S-17 | Basavanagar & Hal O & M. | HAL MUSS | F 11 VIGNANAGAR | Vignanagar, Vishwajithlayout, Kuvempuroad, Part of Vignanagar. | 11:00 | 13:00 | 2:00 | 0.3 | Maintenance
2020-09-05 | South | Jayanagar | S9-BSK II Stage | 2-Padmanabhanagar | Padmanabhanagar | F08-RAJIV-NAGAR | Rajiv Nagar, Syndicate bank colony, Padmanabha nagar-Raghavendra layout,18th main telephone exchange, Kindney foundation,Maharaja Hospital, Laxmikantha Choultry | 10:00 | 14:00 | 4:00 | 2.6 | Scheduled
2020-09-05 | South | Jayanagar | S18 | Chikkallasandra | SUBRAMANYAPURA_66 | F15-MANTRI-I | BHCS Layout, Ankappa layout, Godanaplaya, Kempanna Layout | 10:00 | 12:00 | 2:00 | 3.9 | F15-MANTRI-I feeder, GOS maintenance work, HT jump replacement work
2020-09-05 | South | Koramangal | S3 | MPL | K&C Valley | F6-Challagatta | Challaghatta, Nagasandra, Vaswani L/o | 10:00 | 14:30 | 4:30 | 0.6 | Replacement of deteriorated DP structure by Spun pole | Hazadous
2020-09-05 | South | Koramangal | S3 | AT | Amj | F2 -ejipura | Ejipura | 10:00 | 12:00 | 2:00 | 2 | Tree trimming work
2020-09-05 | South | Koramangal | S16 | MADIWALA & S G PALYA | ADUGODI_66 | F25-DAVANAM-JEWELLERS-TOTAL | 2nd block, davanam jewellars build,madiwala santhe and siddartha colony, and happy minds company. | 11:00 | 13:30 | 2:30 | 0.7 | 11KV jump ReplacementWork. | Hazadous
2020-09-05 | South | Koramangal | S7 | Panathur | SBC | F2 | Devarabisanahalli village | 0:00 | 15:00 | 15:00 | 2.4 | Maintenance
2020-09-05 | South | Koramangal | S7 | Kundalahalli | Diyashree | F-16 Kundalahalli | Kundalahlli villege , Force avenue layout , Ryan school road . | 10:00 | 16:00 | 6:00 | 2.5 | RMU Connection works , Tree trimming , DTC GOS replacement and HT Jumps replacement
2020-09-05 | South | Koramangal | S-17 | Basavanagar & Hal O & M. | HAL MUSS | F 14 MALLESHPALYA | Malleshpalya | 11:00 | 14:30 | 3:30 | 1.5 | Maintenance
2020-09-06 | South | Jayanagar | S9-BSK II Stage | 1-Bsk II stage | Padmanabhanagar | F10-YARAB-NAGAR | Yarab nagar, 9th main, Monotype,Teachers colony, Kaveri Nagar, Dr Ambedkar nagar, Industrial area | 10:00 | 14:00 | 4:00 | 2.8 | Scheduled
2020-09-06 | South | Jayanagar | S18 | Poornaprajnanagar | SUBRAMANYAPURA_66 | F10-GUBBLALA | Balaji layout, Rajagarden, Bharth layout, Gubbalala, Karishma Hills, JHBCS layout, Bhuvaneshwarinagar, Sahara layout | 10:00 | 12:00 | 2:00 | 2.7 | F10-GUBBLALA feeder, GOS maintenance work, HT jump replacement work
2020-09-07 | South | Jayanagar | S9-BSK II Stage | 2-Padmanabhanagar | Padmanabhanagar | F09-PADMANABHANAGAR | S9 sub div, Division office,30th main, 30th cross, BNM college | 10:00 | 14:00 | 4:00 | 3.7 | Scheduled
2020-09-07 | South | Koramangal | S3 | MPL | K&C Valley | F3-Amarjyoti L/o | Challaghatta, Amarjyoti L/o | 10:00 | 14:00 | 4:00 | 0.6 | Tree trimming work & replacement of GOS work
2020-09-07 | South | Koramangal | S3 | AT | Austin Town | F2-ejipura | Ejipura | 10:30 | 11:30 | 1:00 | 2 | Maintenance work
2020-09-07 | South | Koramangal | S4 | Adugodi | KORAMANGALA_66 | F11-KORMANGALA-VILLAGE | K R Garden, 8th block, Koramangala. | 10:30 | 13:30 | 3:00 | 1.5 | Line maintenance work
2020-09-07 | South | Koramangal | S16 | MADIWALA & S G PALYA | STJOHNSWOOD_66 | BTM-I-STAGE | import from S14 BTM area, Axa road and 16th main,BTM area. | 11:00 | 13:30 | 2:30 | 0.7 | 11KV jump ReplacementWork. | Hazadous
2020-09-07 | South | Koramangal | S7 | Panathur | KBH | F16 | Umiya & Salarpuria Satva | 12:00 | 15:00 | 3:00 | 2.1 | Maintenance
2020-09-07 | South | Koramangal | S-17 | Basavanagar & Hal O & M. | HAL MUSS | F 11 VIGNANAGAR | Kuvempuroad, Vishwajith Layout. | 12:00 | 13:00 | 1:00 | 0.3 | TC Yard Cleaning
2020-09-07 | South | HSR | S13 | CK Nagara | NNP | F11 | Hosa Road, Beraetena Agrahara and surrounding areas. | 10:00 | 15:00 | 5:00 | 0.8 | Laying of LT AB Cable under model Subdivision work
2020-09-07 | South | HSR | S10 | Basavanapura | GOLLAHALLI | F4 | NEAR PRESTAGE NOTING HALL, BG ROAD | 1:00 | 2:30 | 1:30 | 2.6 | LRC & LBS maintenance work
2020-09-07 | South | HSR | S10 | Basavanapura | SOUTHCITY | F6 | TC -31, Nobo nagar, TC 557, Tejaswini nagar | 2:30 | 5:00 | 2:30 | 3.1 | LRC & LBS maintenance work
2020-09-08 | South | Jayanagar | S9-BSK II Stage | 1-Bsk II stage | Padmanabhanagar | F13-SAROJA-COMPLEX | Post office,MMI, Indo American, Uma Maheshwari temple(15th cross to 17 D cross) | 10:00 | 14:00 | 4:00 | 1.6 | Scheduled
2020-09-08 | South | Koramangal | S4 | Koramangala | KORAMANGALA_66 | F12-RAHEJA-COMPLEX | 80 feet road , Maharaja signal, 4th block. | 11:00 | 14:00 | 3:00 | 0.5 | Tree trimming and strengthening of Jumps, 11KV line
2020-09-08 | South | Koramangal | S16 | MADIWALA & S G PALYA | ADUGODI_66 | F01-BOMMANAHALLI | Venkateshwara layout and sorrounding area | 10:00 | 16:00 | 6:00 | 0.1 | TC Yard Cleaning | Hazadous
2020-09-08 | South | Koramangal | S7 | Panathur | CESSNA | F11 | Kaverappa L/O , Vaswani Appt | 10:00 | 13:00 | 3:00 | 2.4 | Maintenance
2020-09-08 | South | Koramangal | S-17 | Marathalli | KC_VALLEY_66 | F12-BWSSB | Yamaluru | 11:00 | 14:00 | 3:00 | 0.2 | Tree trimming
2020-09-08 | South | HSR | S8 | BOMMANAHALLI | BTM | F01 | CAUVEY NAGARA KC HALLIROAD BOMMANAHALLI | 10:00 | 13:00 | 3:00 | 1.5 | REFURBISHMENT WORK OF RMU &LBS TO BE TAKEN UP BY DAS STAFF
2020-09-08 | South | HSR | S8 | BOMMANAHALLI | BTM | F04 | HONGASANDRA, BALAJI LAYOUT, MICO LAYOUT | 13:00 | 16:00 | 3:00 | 1.8 | REFURBISHMENT WORK OF RMU &LBS TO BE TAKEN UP BY DAS STAFF
2020-09-08 | South | HSR | S13 | Singasandra | HSR | F16 | Somasundar Palya main road, Kudlu main road, Vasthu Layout etc | 11:00 | 13:00 | 2:00 | 1.8 | To carry out the maintanance of LBS and LRCs.
2020-09-08 | South | HSR | S13 | Electronic City | Velankani | F7 | Neeladri Main Road, Ananda Reddy Layout and surrounding areas. | 11:30 | 14:30 | 3:00 | 0.8 | Tree trimming work
2020-09-08 | South | HSR | S13 | CK Nagara | NNP | F11 | Hosa Road, Beraetena Agrahara and surrounding areas. | 10:00 | 15:00 | 5:00 | 0.8 | Laying of LT AB Cable under model Subdivision work
2020-09-08 | South | HSR | S19 | Bilekahalli | BTM | F10 | NEAR BBMP PARK, 6TH MAIN, DEAVARACHIKKANAHALLI PETROL BUNK.,S.L.0353 | 10:00 | 12:30 | 2:30 | 2.2 | LRC & LBS maintenance work
2020-09-08 | South | HSR | S19 | Bilekahalli | BTM | F11 | KODICHIKANAHALLI, ANUGRAHA LAYOUT, DEO ENCLAVE LAYOUT, ABBAIAH LAYOUT, BHAGYA GRAND HOTEL, LAKE CITY, ROTARY NAGAR, PERODY GURU APRTMENT AND SORROUNDING AREAS | 1:00 | 3:30 | 2:30 | 3 | LRC & LBS maintenance work
2020-09-08 | South | HSR | S19 | Bilekahalli | BTM | F12 | KODICHIKANAHALLI, ANUGRAHA LAYOUT, DEO ENCLAVE LAYOUT, ABBAIAH LAYOUT, BHAGYA GRAND HOTEL, LAKE CITY, ROTARY NAGAR, PERODY GURU APRTMENT AND SORROUNDING AREAS | 4:00 | 5:30 | 1:30 | 2.5 | LRC & LBS maintenance work
2020-09-09 | South | Jayanagar | S9-BSK II Stage | 2-Padmanabhanagar | Padmanabhanagar | F1-BG Nagar | BG Nagar | 10:00 | 14:00 | 4:00 | 2.1 | Scheduled
2020-09-09 | South | Koramangal | S16 | MADIWALA & S G PALYA | STJOHNSWOOD_66 | F03-AXA | Cashier layout, Jaibheem nagara, axa road BTM and axa building and madiwala sorrounding areas. | 10:00 | 16:00 | 6:00 | 0.1 | TC Yard Cleaning
2020-09-09 | South | Koramangal | S7 | Panathur | KBH | F13 | Munnekolalla, CKB L/O & Dental College Road | 0:00 | 15:00 | 15:00 | 2 | Maintenance
2020-09-09 | South | Koramangal | S7 | Kundalahalli | EPIP | F-17 Purvankar -1 | Purvakar apartments , Maruthi nagar , Veerappa reddy layout , Chinnapanahalli , Vinayaka layout | 10:00 | 16:00 | 6:00 | 3 | RMU bolt&nut Tightening , HT Jumps replacement , Lead replacement
2020-09-09 | South | Koramangal | S-17 | Marathalli | KC_VALLEY_66 | F18-PANATHUR | Yamaluru & Shobha Palladian | 11:00 | 13:00 | 2:00 | 0.1 | Tree trimming
2020-09-09 | South | HSR | S8 | HONGASANDRA | NAGANATHAPURA | F08 | MANIPAL COUNTY ROAD SINGASANDRA SUBHASHNAGARA AECS LAYOUT B BLOCK C BLOCK BALAJI LAYOUT,GREEN GARDEN LAYOUT | 10:30 | 14:30 | 4:00 | 2.2 | FEEDER MAINTAINENCE WORK SUCH AS TREE TRIMMING TC LEAD WIRE REPLACEMENT WORK
2020-09-09 | South | HSR | S8 | BOMMANAHALLI | BTM | F06 | VIRATNAGARA, ROOPENA AGRAHARA,BOMMANAHALLI,NADAMMA LAYOUT | 10:00 | 13:00 | 3:00 | 2.3 | REFURBISHMENT WORK OF RMU &LBS TO BE TAKEN UP BY DAS STAFF
2020-09-09 | South | HSR | S8 | BOMMANAHALLI | VELANKANI | F9 | ROOPENA AGRAHARA, NGR LAYOUT | 13:00 | 16:00 | 3:00 | 2.6 | REFURBISHMENT WORK OF RMU &LBS TO BE TAKEN UP BY DAS STAFF
2020-09-09 | South | HSR | S10 | BASAVANAPURA | GOLLAHALLI | F11 | Hommadevanahalli, Bettadasanapura, Mylasandra, Dinne palya, Kammanahalli, Vittasandra, Vittasandra palya | 10:00 | 14:00 | 4:00 | 3 | Tree Trimming work and Line maintenance work
2020-09-09 | South | HSR | S13 | Electronic City | Velankani | F12 | Ananda reddy Layout, Konappana Agrahara and surrounding areas. | 11:30 | 14:30 | 3:00 | 0.81 | To carry out the jump renovation works.
2020-09-09 | South | HSR | S13 | CK Nagara | NNP | F19 | Doddanagamangala Village and surrounding areas. | 10:00 | 15:00 | 5:00 | 1.1 | Laying of LT AB Cable under model Subdivision work
2020-09-09 | South | HSR | S19 | Bilekahalli | JAYADEVA | F13 | N.S.PALLYA, MUNIVENKATAPPA LAYOUT, ORCHID SCHOOL AND SORROUNDING AREAS | 11:30 | 14:30 | 3:00 | 2.6 | LRC & LBS maintenance work
2020-09-09 | South | HSR | S19 | Bilekahalli | BTM | F3 | AKSHAYA NAGAR, 50 FEET ROAD | 3:00 | 4:00 | 1:00 | 2.1 | LRC & LBS maintenance work
2020-09-09 | South | HSR | S12 | PR Nagar | RBI | F10 | NEAR MARUTHI PRIMERY SCHOOL,GOURAV NAGAR, NEAR RBI BUS STOP | 10:00 | 11:00 | 1:00 | 2.4 | LRC & LBS maintenance work
2020-09-09 | South | HSR | S12 | PR Nagar | RBI | F9 | NEAR RAMMAYYA CITY | 2:30 | 5:00 | 2:30 | 3.1 | LRC & LBS maintenance work
2020-09-10 | South | Koramangal | S16 | MADIWALA & S G PALYA | STJOHNSWOOD_66 | F07-FST-JOHNS-HOSTLE-RMU | 2nd block , koramangala, siddartha colony, cavery layout, CPWD, Survey of India Kudaremuc colony. | 11:00 | 13:30 | 2:30 | 0.7 | 11KV jump ReplacementWork. | Hazadous
2020-09-10 | South | Koramangal | S7 | Panathur | KBH | F16 | Umiya & Salarpuria Satva | 11:00 | 14:00 | 3:00 | 1 | Maintenance
2020-09-10 | South | Koramangal | S7 | Kundalahalli | Diyashree | F-11 Kalyani | Kundalahlli colony , , GOPALAN , AECS Layout B - Black , ITPL road . | 10:00 | 14:00 | 4:00 | 2.4 | Tree trimming and HT Jumps replacement GOS Replacement
2020-09-10 | South | Koramangal | S7 | Munnekolal | Divyashree | F09 Green Garden layout | Green Garden layout, Kundalahalli Gate, Sai Sanjeevani layout, Shirdi sai layout, Govinda reddy layout road. | 12:00 | 13:00 | 1:00 | 3.2 | Structure Maintenance, Tree Trimming and jumps replacement.
2020-09-10 | South | Koramangal | S-17 | Basavanagar & Hal O & M. | HAL MUSS | F 8 ADA | Jagadishnagar, AS Palya. | 11:00 | 13:30 | 2:30 | 0.7 | Tree trimming
2020-09-10 | South | HSR | S10 | HULIMAVU | HIRANANDANI | F6 | Vittasandra road, Mylasandra road, Akshaya nagara | 10:00 | 14:00 | 4:00 | 19 | Over Head Releasing work
2020-09-10 | South | HSR | S13 | Electronic City | Keonics | F1 | Konappana Agrahara, Hosur Main Road and surrounding areas | 11:30 | 14:00 | 2:30 | 0.55 | Tree trimming work
2020-09-10 | South | HSR | S13 | CK Nagara | NNP | F11 | Hosa Road, Beraetena Agrahara and surrounding areas. | 10:00 | 15:00 | 5:00 | 0.8 | Addn TC work under model Sd Works
2020-09-10 | South | HSR | S12 | PR Nagar | SOUTHCITY | F11 | NEAR MEENAKSHI L/O, KALENA AGRAHARA, BANNERAGATTA ROAD, NEAR CLASSIC ARCHED, KOTHNUR DINNE ROAD, NEAR VENKATESWARA LAY OUT, BMTC BUS STAND, KOTHANU DINNE, JP NAGAR 8 TH PHASE, RAMAYYA LAYOUT, | 10:00 | 13:30 | 3:30 | 2.6 | LRC & LBS maintenance work
2020-09-10 | South | HSR | S12 | PR Nagar | SOUTHCITY | F2 | SOUTH CITY APPARTMENT INSIDE, | 2:00 | 3:30 | 1:30 | 2.8 | LRC & LBS maintenance work
2020-09-10 | South | HSR | S12 | PR Nagar | RBI | F9 | OPP:SHRI SOMESWARA SABHA BAVAN | 4:00 | 5:00 | 1:00 | 3 | LRC & LBS maintenance work
2020-09-11 | South | Koramangal | S3 | AT | Austin Town | F13-Neelsandra | Neelasandra surrounding | 10:30 | 14:30 | 4:00 | 2.6 | Maintenance work
2020-09-11 | South | Koramangal | S16 | MADIWALA & S G PALYA | STJOHNSWOOD_66 | F10-ST-JOHNS-WOOD-APPARTMENTS | ST-JOHNS-WOOD-APPARTMENTS of all buldings | 11:00 | 13:30 | 2:30 | 0.7 | 11KV jump ReplacementWork. | Hazadous
2020-09-11 | South | Koramangal | S7 | Panathur | KBH | F7 | Marathalli, LRDE Lay Out | 0:00 | 15:00 | 15:00 |  | Maintenance
2020-09-11 | South | Koramangal | S7 | Kundalahalli | EPIP | F-21 Streelings appt | Streeling brook field Appt , SJR brooks , Streeling Shellam , Anna reddy Layout | 10:00 | 14:00 | 4:00 | 1.8 | HT Jumps replacement , Tree trimming and GOS work
2020-09-11 | South | Koramangal | S-17 | Basavanagar & Hal O & M. | HAL MUSS | F 8 GM PALYA | GM Palya, Byrasandra Road, KG Colony, Cauvery l/o.Beml Road. | 11:00 | 12:00 | 1:00 | 0.3 | LT Line Work
2020-09-11 | South | HSR | S13 | Electronic City | Malgudi | F2 | Govinda Shetty playa, GS Palya Main Road and surrounding areas. | 11:00 | 14:00 | 3:00 | 1.1 | To carry out the jump renovation works.
2020-09-11 | South | HSR | S12 | PR Nagar | SOUTHCITY | F3 | NEAR MANTRI WOODLAND, OPP: HONEY WELL, B.G ROAD , NEAR RELIANCE DIGITAL.B.G ROAD, | 10:00 | 11:30 | 1:30 | 2.3 | LRC & LBS maintenance work
2020-09-11 | South | HSR | S12 | PR Nagar | SOUTHCITY | F4 | NEAR MUSS, NEAR GOVINDAREDDY CROSS, MICO LAY OUT | 12:00 | 14:00 | 2:00 | 2.6 | LRC & LBS maintenance work
2020-09-11 | South | HSR | S12 | PR Nagar | SOUTHCITY | F9 | NEAR MGES SCHOOL, KEMBATH HALLI, NEAR RISER,NEAR B.K CIRCLE BUS STOP, JAMBO SAVARI DINNE ROAD, NEAR YELLAMMA TEMPLE | 2:30 | 5:00 | 2:30 | 3 | LRC & LBS maintenance work
2020-09-12 | South | Jayanagar | S9-BSK II Stage | 1-Bsk II stage | Padmanabhanagar | F03-S9 OFFICE | S9 sub div, Division office,30th main, 30th cross, BNM college | 10:00 | 14:00 | 4:00 | 1.4 | Scheduled
2020-09-12 | South | Jayanagar | S18 | Chikkallasandra | SUBRAMANYAPURA_66 | F11-UTHRAHALLI | Uttarhalli main road, Narasamma layout, Vaishnavi layout, Uttrahalli, Simhadri layout, Balaji layout, Vallabanagar, Hemavathi watre supply road, Uttarahalli smashana road, Uttarahalli circle | 10:00 | 12:00 | 2:00 | 2.8 | F11-UTHRAHALLI feeder, GOS maintenance work, HT jump replacement work
2020-09-13 | South | Jayanagar | S9-BSK II Stage | 2-Padmanabhanagar | Padmanabhanagar | F07-CHANNAMAKERE | Chennammanakere Achukattu, Manjunath colony, BMTC depot | 10:00 | 14:00 | 4:00 | 3.1 | Scheduled
2020-09-14 | South | Jayanagar | S9-BSK II Stage | 1-Bsk II stage | Padmanabhanagar | F04-BDA-COMPLEX | BDA complex, Devagiri temple,BSNL office, BSK 2nd stage | 10:00 | 14:00 | 4:00 | 1.4 | Scheduled
2020-09-14 | South | Jayanagar | S18 | Poornaprajnanagar | SUBRAMANYAPURA_66 | F1-RURAL | Thurahlli, JHBCS Layout, Bharath layout, Vinayaka Layout | 10:00 | 12:00 | 2:00 | 1.2 | F1-Rural feeder, GOS maintenance work, HT jump replacement work
2020-09-14 | South | Koramangal | S3 | AT | Austin Town | F13-Neelsandra | Neelasandra surrounding | 10:30 | 14:30 | 4:00 | 2.6 | Maintenance work
2020-09-14 | South | Koramangal | S4 | Koramangala | HSR MUSS | F 11 HSR | 1st block, Jakkasandra Extension, 1st main | 11:00 | 13:00 | 2:00 | 0.5 | Tree trimming and Rail Pole RMU structure refurbishment
2020-09-14 | South | Koramangal | S16 | MADIWALA & S G PALYA | ADUGODI_66 | F01-BOMMANAHALLI | Venkateshwara layout and sorrounding area | 10:00 | 16:00 | 6:00 | 0.1 | TC Yard Cleaning | Hazadous
2020-09-14 | South | Koramangal | S7 | Panathur | SBC | F2 | Devarabisanahalli village | 10:30 | 14:30 | 4:00 | 2.5 | Maintenance
2020-09-14 | South | Koramangal | S-17 | Marathalli | EXORA_66 | F04-K AGRAHARA NEW | kariyamman Agrahar | 10:00 | 13:00 | 3:00 | 0.3 | Tree trimming
2020-09-14 | South | HSR | S13 | Electronic City | Malgudi | F5 | Doddanagamangala main road, GS palya main road and surrounding areas. | 10:00 | 12:00 | 2:00 | 0.88 | Tree trimming work
2020-09-14 | South | HSR | S13 | CK Nagara | NNP | F1 | Bassapura Main road, Chikkathogur and surrounding areas. | 11:00 | 15:00 | 4:00 | 1.8 | Addn TC work under model Sd Works
2020-09-15 | South | Jayanagar | S9-BSK II Stage | 2-Padmanabhanagar | Padmanabhanagar | F08-RAJIV-NAGAR | Rajiv Nagar, Syndicate bank colony, Padmanabha nagar-Raghavendra layout,18th main telephone exchange, Kindney foundation,Maharaja Hospital, Laxmikantha Choultry | 10:00 | 14:00 | 4:00 | 2.6 | Scheduled
2020-09-15 | South | Koramangal | S4 | Adugodi | ADUGODI_66 | F06-NDRI | Police Quarters, Adugodi,Koramangala. | 10:30 | 13:30 | 3:00 | 0.9 | Tree trimming work &Line maintenance work
2020-09-15 | South | Koramangal | S16 | MADIWALA & S G PALYA | ADUGODI_66 | F25-DAVANAM-JEWELLERS-TOTAL | 2nd block, madiwala santhe and happy minds company. | 11:00 | 13:30 | 2:30 | 0.7 | 11KV jump ReplacementWork. | Hazadous
2020-09-15 | South | Koramangal | S7 | Panathur | KBH | F13 | Munnekolalla, CKB L/O & Dental College Road | 11:00 | 14:00 | 3:00 | 1.9 | Maintenance
2020-09-15 | South | Koramangal | S-17 | Marathalli | EXORA_66 | F10-MLCP BLOCK VALDEL | Prestige Tech park | 11:00 | 14:00 | 3:00 | 0.2 | Maintenance
2020-09-15 | South | HSR | S8 | HONGASANDRA | NAGANATHAPURA | F16 | AECS LAYOUT B BLOCK | 10:30 | 14:30 | 4:00 | 2.5 | FEEDER MAINTAINENCE WORK SUCH AS TREE TRIMMING TC LEAD WIRE REPLACEMENT WORK
2020-09-15 | South | HSR | S11 | BELLANDUR | SOBHA | F3 | Sarjapur Road main road | 10:00 | 12:00 | 2:00 | 1.3 | Road Widening work of Sarjapur Road
2020-09-15 | South | HSR | S13 | Electronic City | Malgudi | F7 | Electronic City main Road, GS palya main road and surrounding areas | 10:30 | 14:00 | 3:30 | 1.8 | Restringing of LT Loose span lines in the said areas.
2020-09-15 | South | HSR | S13 | CK Nagara | NNP | F4 | Cental jail main road, Kasavanahalli main road and surrounding areas. | 10:00 | 14:00 | 4:00 | 0.9 | Addn TC work under model Sd Works
2020-09-16 | South | Jayanagar | S9-BSK II Stage | 1-Bsk II stage | Padmanabhanagar | F05-9TH MAIN BATA SHOWROOM | From SLV hotel to 24th cross, Upahara hotel, 24th cross | 10:00 | 14:00 | 4:00 | 2.5 | Scheduled
2020-09-16 | South | Koramangal | S16 | MADIWALA & S G PALYA | ADUGODI_66 | F09-Madiwala | Madiwala, 100ft ring road and sorrounding areas and export to S14 area. | 10:00 | 16:00 | 6:00 | 0.1 | TC Yard Cleaning | Hazadous
2020-09-16 | South | Koramangal | S7 | Panathur | CESSNA | F2 | Panathur,Doddakannahalli Rd | 11:30 | 13:00 | 1:30 | 2 | Maintenance
2020-09-16 | South | Koramangal | S7 | Kundalahalli | EPIP | F-4 Thubarahalli | AECS Layout C - Black , ITPL road , MS Rammaiah Appt | 10:00 | 336:00 | 326:00 | 1.5 | Tree trimming and GOS work,HT Jumps replacement Lead replacement
2020-09-16 | South | Koramangal | S-17 | Marathalli | KADABISANAHALLI_66 | F10-TULASI-THEATER-ROAD | Maratthalli | 14:00 | 16:30 | 2:30 | 0.2 | Maintenance
2020-09-16 | South | HSR | S13 | Electronic City | Malgudi | F17 | GS palya Main road | 10:30 | 11:30 | 1:00 | 0.6 | To replace the detiriorated pole
2020-09-16 | South | HSR | S13 | CK Nagara | NNP | F11 | Hosa Road, Beraetena Agrahara and surrounding areas. | 10:00 | 14:00 | 4:00 | 0.8 | Addn TC work under model Sd Works
2020-09-17 | South | Jayanagar | S9-BSK II Stage | 2-Padmanabhanagar | Padmanabhanagar | F09-PADMANABHANAGAR | S9 sub div, Division office,30th main, 30th cross, BNM college | 10:00 | 14:00 | 4:00 | 3.7 | Scheduled
2020-09-17 | South | Koramangal | S16 | MADIWALA & S G PALYA | ADUGODI_66 | F24-UMAYAHOLDING | krishnanagara I/A, SG Palya and sorrounding areas | 11:00 | 12:00 | 1:00 | 0.2 | LT Line Work | Hazadous
2020-09-17 | South | HSR | S13 | Electronic City | Velankani | F8 | Addn TC work at Konappana Agrahara main road. | 10:00 | 13:00 | 3:00 | 1.2 | Addn TC work at Konappana Agrahara main road.
2020-09-18 | South | Koramangal | S16 | MADIWALA & S G PALYA | ADUGODI_66 | F09-Madiwala | maruthinagara, Dollars scheme, and sorrounding areas and export to S14 area. | 11:00 | 13:30 | 2:30 | 0.7 | 11KV jump ReplacementWork. | Hazadous
2020-09-18 | South | Koramangal | S7 | Panathur | KBH | F5 | Kadabisanahalli , Croma road & Munireddy L/O | 11:00 | 14:00 | 3:00 | 2.4 | Maintenance
2020-09-18 | South | Koramangal | S7 | Kundalahalli | EPIP | F-5 AECS Layout | Brook field mall , AECS Layout B - Black , ITPL road . | 10:00 | 14:00 | 4:00 | 3 | RMU connection , Tree trimming and GOS work
2020-09-18 | South | Koramangal | S-17 | Basavanagar & Hal O & M. | HAL MUSS | F 8 ADA | Jagadishnagar, AS Palya. | 11:00 | 13:30 | 2:30 | 0.7 | Maintenance
2020-09-18 | South | HSR | S8 | HONGASANDRA | VELANKANI | F4 | LAKSHMI LAYOUT, GB PALYA, NEW MICO LAYOUT,MUNIREDDY LAYOUT,VAJAPEYEE LAYOUT,HOSUR MAIN ROAD | 10:30 | 12:30 | 2:00 | 3.2 | FEEDER MAINTAINENCE WORK SUCH AS TREE TRIMMING TC LEAD WIRE REPLACEMENT WORK
2020-09-19 | South | Jayanagar | S9-BSK II Stage | 1-Bsk II stage | Padmanabhanagar | F10-YARAB-NAGAR | Yarab nagar, 9th main, Monotype,Teachers colony, Kaveri Nagar, Dr Ambedkar nagar, Industrial area | 10:00 | 14:00 | 4:00 | 2.8 | Scheduled
2020-09-19 | South | Koramangal | S16 | MADIWALA & S G PALYA | ADUGODI_66 | F24-UMAYAHOLDING | Bhuvanappa layout, cauvery layout and sorrounding areas | 11:00 | 13:30 | 2:30 | 0.7 | 11KV jump ReplacementWork. | Hazadous
2020-09-19 | South | Koramangal | S7 | Panathur | KBH | F4 & F9 | Ashwathnagar, Munnekolal Ring road | 11:30 | 13:00 | 1:30 | 1.5 | Maintenance
2020-09-19 | South | Koramangal | S7 | Kundalahalli | Diyashree | F-11 Kalyani | Kundalahlli colony , CMRIT , GOPALAN , AECS Layout B - Black , ITPL road . | 10:00 | 16:00 | 6:00 | 2.2 | RMU Replacement Tree trimming and GOS Replacement
2020-09-19 | South | Koramangal | S7 | Munnekolal | KBHALLI | F03 BALAGERE | Munnekolal, Vagdevi layout, Vasantha layout, Sapthagiri layout, Papaiahareddy layout, Lakshmi naraya layout, Panathur Dinne, Balagere Road | 12:00 | 13:00 | 1:00 | 2.5 | Structure Maintenance, Tree Trimming and jumps replacement.
2020-09-19 | South | Koramangal | S-17 | Marathalli | EXORA_66 | F7- SAKRA HOSPITAL | SAKRA WORLD | 11:00 | 12:30 | 1:30 | 0.2 | Tree trimming
2020-09-20 | South | Jayanagar | S9-BSK II Stage | 2-Padmanabhanagar | Padmanabhanagar | F1-BG Nagar | BG Nagar | 10:00 | 14:00 | 4:00 | 2.1 | Scheduled
2020-09-21 | South | Jayanagar | S9-BSK II Stage | 1-Bsk II stage | Padmanabhanagar | F03-S9 OFFICE | S9 sub div, Division office,30th main, 30th cross, BNM college | 10:00 | 14:00 | 4:00 | 1.4 | Scheduled
2020-09-21 | South | Koramangal | S4 | Koramagala | NGV | F3 NGV | 6th block, KML Club near area | 11:30 | 13:30 | 2:00 | 0.4 | Tree trimming and strengthening of Jumps
2020-09-21 | South | Koramangal | S16 | MADIWALA & S G PALYA | ADUGODI_66 | F27-EAST-LAND-HOLDING | East land holding building, st jhon staff quarters and sorrounding areas. | 10:00 | 16:00 | 6:00 | 0.1 | TC Yard Cleaning
2020-09-21 | South | Koramangal | S7 | Panathur | SBC | F2 | Devarabisanahalli village | 10:00 | 13:00 | 3:00 | 1.8 | Maintenance
2020-09-21 | South | Koramangal | S-17 | Marathalli | SOBHAAPPARTMENT_66 | F16-IBIS-HOTEL | IBIS-HOTEL | 11:00 | 13:00 | 2:00 | 0.3 | Maintenance
2020-09-22 | South | Jayanagar | S9-BSK II Stage | 2-Padmanabhanagar | Padmanabhanagar | F07-CHANNAMAKERE | Chennammanakere Achukattu, Manjunath colony, BMTC depot | 10:00 | 14:00 | 4:00 | 3.1 | Scheduled
2020-09-22 | South | Koramangal | S4 | Adugodi | ADUGODI_66 | F06-NDRI | 8th block & Adugodi Main Road,Koramangala. | 10:30 | 13:30 | 3:00 | 1.2 | Tree trimming work &Line maintenance work
2020-09-22 | South | Koramangal | S16 | MADIWALA & S G PALYA | STJOHNSWOOD_66 | F11-ORACLE | Brundavana nagara,maruthinagara and sorrounding areas. | 11:00 | 13:30 | 2:30 | 0.7 | 11KV jump ReplacementWork. | Hazadous
2020-09-22 | South | Koramangal | S7 | Panathur | KBH | F16 | Umiya & Salarpuria Satva | 0:00 | 15:00 | 15:00 | 2.1 | Maintenance
2020-09-22 | South | Koramangal | S-17 | Marathalli | EXORA_66 | F9- SALARPURIA SATTVA | SALARPURIA SATTVA | 11:00 | 12:00 | 1:00 | 0.3 | Maintenance
2020-09-22 | South | HSR | S8 | HONGASANDRA | BTM | F4 | HONGASANDRA, BALAJI LAYOUT, MICO LAYOUT,BEGUR MAIN ROAD | 10:30 | 13:30 | 3:00 | 3 | FEEDER MAINTAINENCE WORK SUCH AS TREE TRIMMING TC LEAD WIRE REPLACEMENT WORK
2020-09-22 | South | HSR | S13 | CK Nagara | NNP | F19 | Doddanagamangala Village and surrounding areas. | 10:00 | 15:00 | 5:00 | 1.1 | Laying of LT AB Cable under model Subdivision work
2020-09-23 | South | Jayanagar | S9-BSK II Stage | 1-Bsk II stage | Padmanabhanagar | F04-BDA-COMPLEX | BDA complex, Devagiri temple,BSNL office, BSK 2nd stage | 10:00 | 14:00 | 4:00 | 1.4 | Scheduled
2020-09-23 | South | Koramangal | S16 | MADIWALA & S G PALYA | ADUGODI_66 | F25-DAVANAM-JEWELLERS-TOTAL | Davanam jewellars build, and siddartha colony | 11:00 | 13:30 | 2:30 | 0.7 | 11KV jump ReplacementWork. | Hazadous
2020-09-23 | South | Koramangal | S7 | Panathur | CESSNA | F11 | Kaverappa L/O , Vaswani Appt | 10:30 | 14:30 | 4:00 | 2.5 | Maintenance
2020-09-23 | South | HSR | S10 | BASAVANAPURA | GOLLAHALLI | F10 | Basavanapura, Nobel Residency, Begur-Koppa road, Chikka kammanahalli, | 10:00 | 14:00 | 4:00 | 3.5 | Over Head Releasing work
2020-09-24 | South | Koramangal | S16 | MADIWALA & S G PALYA | STJOHNSWOOD_66 | BTM-I-STAGE | import from S14 BTM area, Axa road and BTM area. | 11:00 | 13:30 | 2:30 | 0.7 | 11KV jump ReplacementWork. | Hazadous
2020-09-24 | South | Koramangal | S7 | Panathur | KBH | F13 | Munnekolalla, CKB L/O & Dental College Road | 11:30 | 13:00 | 1:30 | 3 | Maintenance
2020-09-24 | South | Koramangal | S-17 | Basavanagar & Hal O & M. | HAL MUSS | F 14 MALLESHPALYA | Malleshpalya | 10:00 | 16:00 | 6:00 | 0.1 | TC Yard Cleaning
2020-09-24 | South | HSR | S10 | HULIMAVU | HIRANANDANI | F2 | CK palya road, Mylasandra, Bettadasanapura, Hommadevanahalli, Eagle ridge, | 10:00 | 14:00 | 4:00 | 2 | Over Head Releasing work
2020-09-25 | South | Koramangal | S16 | MADIWALA & S G PALYA | STJOHNSWOOD_66 | F07-FST-JOHNS-HOSTLE-RMU | Siddartha colony, cavery layout, Survey of India Kudaremuc colony. | 11:00 | 14:30 | 3:30 | 1.2 | 11KV jump ReplacementWork. | Hazadous
2020-09-25 | South | Koramangal | S7 | Panathur | CESSNA | F3 | Bhoganahalli , JCR L/O & Panathur Village | 11:30 | 13:00 | 1:30 | 2 | Maintenance
2020-09-25 | South | Koramangal | S-17 | Basavanagar & Hal O & M. | BAGMANE | F 8 GM PALYA | GM Palya, Byrasandra Road, KG Colony, Cauvery l/o.Beml Road. | 10:00 | 16:00 | 6:00 | 0.2 | TC Yard Cleaning
2020-09-25 | South | HSR | S8 | HONGASANDRA | VELANKANI | F14 | HONGASANDRA, GB PALYA AREAS | 10:30 | 12:30 | 2:00 | 2 | FEEDER MAINTAINENCE WORK SUCH AS TREE TRIMMING TC LEAD WIRE REPLACEMENT WORK
2020-09-27 | South | Jayanagar | S9-BSK II Stage | 2-Padmanabhanagar | Padmanabhanagar | F08-RAJIV-NAGAR | Rajiv Nagar, Syndicate bank colony, Padmanabha nagar-Raghavendra layout,18th main telephone exchange, Kindney foundation,Maharaja Hospital, Laxmikantha Choultry | 10:00 | 14:00 | 4:00 | 2.6 | Scheduled
2020-09-28 | South | Jayanagar | S9-BSK II Stage | 1-Bsk II stage | Padmanabhanagar | F13-SAROJA-COMPLEX | Post office,MMI, Indo American, Uma Maheshwari temple(15th cross to 17 D cross) | 10:00 | 14:00 | 4:00 | 1.6 | Scheduled
2020-09-28 | South | Koramangal | S4 | Koramagala | NGV | F09 | OH loop, BMTC Depot, | 11:30 | 13:30 | 2:00 | 0.3 | Tree trimming and strengthening of Jumps
2020-09-28 | South | Koramangal | S16 | MADIWALA & S G PALYA | STJOHNSWOOD_66 | F03-AXA | Jaibheem nagara, axa road BTM and madiwala sorrounding areas. | 11:00 | 12:00 | 1:00 | 0.2 | LT Line Work | Hazadous
2020-09-28 | South | Koramangal | S7 | Panathur | KBH | F4 & F9 | Ashwathnagar, Munnekolal Ring road | 11:30 | 13:00 | 1:30 | 2 | Maintenance
2020-09-28 | South | Koramangal | S7 | Munnekolal | Divyashree | F10 Siddapura | Varthur Main road, Tubrahalli Village, Govinda Reddy layout, Vibgyor School road, Siddapura Village, Brigh farm, Meenakshi layout, Mottapa Garden. | 12:00 | 13:00 | 1:00 | 4 | Structure Maintenance, Tree Trimming and jumps replacement.
2020-09-28 | South | Koramangal | S-17 | Marathalli | KC_VALLEY_66 | F18-PANATHUR | Yamaluru & Shobha Palladian | 11:00 | 13:00 | 2:00 | 0.2 | Tree trimming work &Line maintenance work
2020-09-29 | South | Jayanagar | S9-BSK II Stage | 2-Padmanabhanagar | Padmanabhanagar | F09-PADMANABHANAGAR | S9 sub div, Division office,30th main, 30th cross, BNM college | 10:00 | 14:00 | 4:00 | 3.7 | Scheduled
2020-09-29 | South | Koramangal | S16 | MADIWALA & S G PALYA | STJOHNSWOOD_66 | F07-FST-JOHNS-HOSTLE-RMU | 2nd block , koramangala, cavery layout, CPWD | 11:00 | 14:30 | 3:30 | 1.5 | 11KV jump ReplacementWork.
2020-09-29 | South | Koramangal | S7 | Panathur | CESSNA | F2 | Panathur,Doddakannahalli Rd | 11:00 | 14:00 | 3:00 | 2 | Maintenance
2020-09-29 | South | Koramangal | S-17 | Marathalli | SOBHAAPPARTMENT_66 | F16-IBIS-HOTEL | IBIS-HOTEL | 11:00 | 13:00 | 2:00 | 0.2 | Tree trimming work &Line maintenance work
2020-09-30 | South | Koramangal | S16 | MADIWALA & S G PALYA | STJOHNSWOOD_66 | F11-ORACLE | Brundavana nagara and sorrounding areas. | 11:00 | 12:00 | 1:00 | 0.2 | LT Line Work | Hazadous
2020-09-30 | South | Koramangal | S7 | Panathur | CESSNA | F3 | Bhoganahalli , JCR L/O & Panathur Village | 11:30 | 13:00 | 1:30 | 2.4 | Maintenance
2020-09-30 | South | Koramangal | S7 | Munnekolal | Divyashree | F04 Munnekoalal | Lakshmi Layout, Munneshware layout, Bhuvaneshwari layout, M.Gandhi Nager, Rajashree layout, Silver spring layout, Dream meadows, Raghavendra layout, Munnekoalal | 12:00 | 13:00 | 1:00 | 4 | Structure Maintenance, Tree Trimming and jumps replacement.
2020-09-30 | South | Koramangal | S-17 | Basavanagar & Hal O & M. | HAL MUSS | F 8 ADA | Jagadishnagar, AS Palya. | 11:00 | 13:30 | 2:30 | 0.7 | Maintenance

## East
BANGALORE ELECTRICITY SUPPLY COMPANY LIMITED
DETAILS OF PLANNED OUTAGES(MAINTENANCE AND LOAD SHEDDING) IN EAST CIRCLE FOR THE MONTH OF SEPTEMBER-2020
Date | Circle | Division | Sub division | Section | Name of the MUSS | 11KV Feeder Name (Affected Feeder) | Areas fed by the feeder (All areas to be mentioned) | Time of Outage |  | Duration of load restriction in Hours | Appx Quantum of load restriction in MW | Nature of outage
[8 empty] | From Hr | To Hr
2020-09-03 | EAST | INDIRA NAGAR | E11 | R M NAGAR | ITI | F10 | HOYSALA NAGAR, RAGHAVENDRA CIRCLE | 10:00 | 14:00 | 4:00 | 0.2 | MAINTAINCE WORK @ RAGHAVENDRA CIRCEL, 3RD MAIN HOYSALA NAGAR
2020-09-05 | EAST | INDIRA NAGAR | E11 | AKSHAYA NAGAR | ITI | F1, F8 | ANANDPURA, AKSHAYA NAGAR, SHANTHI L/O | 10:00 | 14:00 | 4:00 | 0.1 | MAINTAINCE WORK NEAR SUB STATION
2020-09-06 | EAST | INDIRA NAGAR | E11 | R M NAGAR | ITI | F2 | R M NAGAR | 10:00 | 14:00 | 4:00 | 0.2 | MAINTAINCE WORK
2020-09-07 | EAST | INDIRA NAGAR | E11 | AKSHAYA NAGAR | ITI | F8 | ANAND PURA, SHANTHI L/O | 10:00 | 14:00 | 4:00 | 0.2 | TREE TRIMMING AT ANANDPURA, M.G.HALLI,
2020-09-09 | EAST | INDIRA NAGAR | E11 | AKSHAYA NAGAR | ITI | F1 | AKSHAYA NAGAR, VARANASI | 10:00 | 14:00 | 4:00 | 0.2 | TREE TRIMMING @ AKSHAYA NAGAR, VARANASI
2020-09-10 | EAST | INDIRA NAGAR | E11 | BHATTARAHALLI | KONDASPURA | F2 | BHATTARAHALLI | 10:00 | 14:00 | 4:00 | 0.5 | MAINTAINCE WORK
2020-09-11 | EAST | INDIRA NAGAR | E11 | AKSHAYA NAGAR | ITI | F8 | ANANDPURA | 10:00 | 14:00 | 4:00 | 0.5 | CABLE WORK NEAR ANANDPURA
2020-09-13 | EAST | INDIRA NAGAR | E11 | R M NAGAR | ITI | F13 | BWSSB | 10:00 | 14:00 | 4:00 | 0.5 | MAITNAINCE WORK @ STATION
2020-09-16 | EAST | INDIRA NAGAR | E11 | AKSHAYA NAGAR | ITI | F1 | AKSHAYA NAGAR, VARANASI | 10:00 | 14:00 | 4:00 | 0.2 | POLE WORK @ AK NAGAR
2020-09-18 | EAST | INDIRA NAGAR | E11 | AKSHAYA NAGAR | ITI | F1 | AKSHAYA NAGAR, VARANASI | 10:00 | 14:00 | 4:00 | 0.2 | POLE WORK @ SHANTHI L/O
2020-09-20 | EAST | INDIRA NAGAR | E11 | BHATTARAHALLI | KONDASPURA | F2 | BHATTARAHALLI | 10:00 | 14:00 | 4:00 | 0.3 | TREE TRIMMING WORK @ TC PALYA
2020-09-24 | EAST | INDIRA NAGAR | E11 | AKSHAYA NAGAR | ITI | F8 | M.G.HALLI, AKSHAYA NAGAR | 10:00 | 14:00 | 4:00 | 0.3 | TREE TRIMMING @ M.G.HALLI
2020-09-27 | EAST | INDIRA NAGAR | E11 | R M NAGAR | ITI | F3 | TIN FACTORY | 10:00 | 14:00 | 4:00 | 0.3 | MAINTAINANCE WORK @ STATION
10-09-2020 to 15-09-2020 | EAST | INDIRA NAGAR | E3 | B | EDC | F4,F6 | Walton Road, Lavelle Road 6th cross, Vittal Malya Road,Lavelle Road 7th cross. | 11:30 | 15:30 | 4:00 | 0.5 | REPLACEMENT OF PILC HT CABLE BY XLPE CABLE UNDER SIW WORKS
24-09-2020- 30-09-2020 | EAST | INDIRA NAGAR | E3 | B | ATOWN | F19 | Vittal malya road, Kasturba road, Lavelle road | 14:50 | 16:10 | 1:20 | 0.5 | REPLACEMENT OF LTFB BOXES
2020-09-04 | EAST | INDIRANAGARA | E6 | JB NAGARA | HAL | F-1 | SEETHAPPA COLONY TC-1 ( JB NAGARA MAIN ROAD, SEETAPPA COLONY SURROUNDING AREA, 8TH MAIN, 4TH CROSS, 4TH a CROSS) | 10:30 | 14:00 | 3:30 | 0.5 | DTC MAINTENCE & TREE TRIMMING WORK
2020-09-09 | EAST | INDIRANAGARA | E6 | JB NAGARA | HAL | F-1 | SEETHAPPA COLONY TC-2 (JB NAGARA MAIN ROAD, SEETAPPA COLONY SURROUNDING AREA, 5TH CROSS 8TH MAIN , CHURCH ROAD) | 10:30 | 14:00 | 3:30 | 0.4 | DTC MAINTENCE & TREE TRIMMING WORK
2020-09-19 | EAST | INDIRANAGARA | E6 | JB NAGARA | HAL | F-6 | POLICE STATION TC-1 ( JB Nagara mai road, KPWD qurters,) | 10:30 | 14:00 | 3:30 | 0.2 | DTC MAINTENCE & TREE TRIMMING WORK
2020-09-21 | EAST | INDIRANAGARA | E6 | INDIRANAGARA | B STATION | F13 | SATHISH TC ( 7TH MAIN ESI HOSPITAL ROAD, | 10:30 | 14:00 | 3:30 | 0.2 | DTC MAINTENCE
2020-09-24 | EAST | INDIRANAGARA | E6 | JB NAGARA | HAL | F-6 | POLICE STATION TC-2 ( Behind trafic police station road, | 10:30 | 14:00 | 3:30 | 0.2 | DTC MAINTENCE & TREE TRIMMING WORK
2020-09-29 | EAST | INDIRANAGARA | E6 | INDIRANAGARA | LEELA | F1 | B M KAVAL ( UPPER MICHEL PALYA, BM KAVAL ) | 10:30 | 14:00 | 3:30 | 0.1 | DTC MAINTENCE & TREE TRIMMING WORK
2020-09-09 | EAST | WHITEFIELD | E7 | AYYAPPANAGAR | ITI | F14-HOODY | KODIGEHALLI MAIN ROAD, BETHEL NAGAR, VIJAYA BANK COLONY, GAYATHRI L/O | 11:30 | 12:30 | 1:00 | 4 | GOS MAINMAINTENANCE Work
2020-09-10 | EAST | WHITEFIELD | E7 | K R PURA | ITI | F6-AIR | VINAYAKA L/O, KURUDUSONNENAHALLI ROAD, MEDAHALLI, BHATRAHALLI SIGNAL | 11:00 | 1:00 | 2:00 | 3.3 | MAINTENANCE
2020-09-11 | EAST | WHITEFIELD | E7 | DEVASANDRA | HOODY | F21-AKME BALLET | AYYAPPANAGAR, BRINDAVAN L/O, OM SHAKTHI L/O, PRIYADARSHINI L/O, CHIKKADEVASANDRA | 11:00 | 1:00 | 2:00 | 3.5 | MAINTENANCE
05.09.2020 | EAST | WHITEFIELD | E-12 | HOODY | HOODY_66 | F-5 | Thigalara Palya (3 DTC's Affected) | 14:00 | 16:00 | 2:00 | 0.02 | AB Cable repalcement Work at Thigalara Palya
14.09.2020 | EAST | WHITEFIELD | E-12 | HOODY | HOODY_66 | F-5 & F-15 | Thigalara Palya, Raj Palya, Hoodi Village | 11:00 | 15:00 | 4:00 | 1 | Replacement Over head line by UG Cable by BBMP at Hoody Circle
2020-09-04 | EAST | WHITEFIELD | E4 | VARTUR | KACHMARANAHALLI | F3 | Kadugodi indl. Area | 11:00 | 14:00 | 3:00 | 1.1 | Tree trimming, HT jump renewal, 11KV GOS replacement/refurbishment & other allied maintenance works
2020-09-08 | EAST | WHITEFIELD | E4 | WHITEFIELD | Kadugodi | F8 | Nagondanahalli, Immadihalli, Kai thota | 11:00 | 14:00 | 3:00 | 4 | Tree trimming, HT jump renewal, 11KV GOS replacement/refurbishment & other allied maintenance works
2020-09-10 | EAST | WHITEFIELD | E4 | WHITEFIELD | KACHMARANAHALLI | F2 | Gunjur-varthur main raod, vinayaka nagar, near varthur police station | 11:00 | 14:00 | 3:00 | 3.6 | Tree trimming, HT jump renewal, 11KV GOS replacement/refurbishment & other allied maintenance works
2020-09-14 | EAST | WHITEFIELD | E4 | KADUGODI | Kadugodi | F5 | Siddapura, nallurahalli road, | 11:00 | 13:00 | 2:00 | 3.6 | Tree trimming, HT jump renewal, 11KV GOS replacement/refurbishment & other allied maintenance works
2020-09-18 | EAST | WHITEFIELD | E4 | WHITEFIELD | Shantinikethan | F12 | Kadugodi indl. Area | 11:00 | 14:00 | 3:00 | 1.2 | Tree trimming, HT jump renewal, 11KV GOS replacement/refurbishment & other allied maintenance works
2020-09-21 | EAST | WHITEFIELD | E4 | VARTUR | KACHMARANAHALLI | F07 | WF main road, borewell road | 11:00 | 14:00 | 3:00 | 1.1 | Tree trimming, HT jump renewal, 11KV GOS replacement/refurbishment & other allied maintenance works
2020-09-23 | EAST | WHITEFIELD | E4 | WHITEFIELD | Kadugodi | F12 | WF main raod, Ambedkarnagar, Sai layout, Prashanth layout, Upkar layout, Vinayaka layout, Byrappa layout | 11:00 | 14:00 | 3:00 | 3.3 | Tree trimming, HT jump renewal, 11KV GOS replacement/refurbishment & other allied maintenance works
2020-09-25 | EAST | WHITEFIELD | E4 | KADUGODI | Kadugodi | F2 | Patalamma layout, Siddartha layout, VSR layout | 11:00 | 13:30 | 2:30 | 3.8 | Tree trimming, HT jump renewal, 11KV GOS replacement/refurbishment & other allied maintenance works
2020-09-28 | EAST | WHITEFIELD | E4 | KADUGODI | Kadugodi | F1 | Belathur, Vijayalakshmi colony, Kumbena agrahara, Sai colony | 11:00 | 14:00 | 3:00 | 2 | Tree trimming, HT jump renewal, 11KV GOS replacement/refurbishment & other allied maintenance works
2020-09-30 | EAST | WHITEFIELD | E4 | WHITEFIELD | EPIP | F8 | Siddapura, nallurahalli road, | 11:00 | 14:00 | 72:00 | 1 | Tree trimming, HT jump renewal, 11KV GOS replacement/refurbishment & other allied maintenance works
04.09.2020 | EAST | SHIVAJINAGAR | E-9 | KTN | GEDDALLAHALLI | F9 | GEDDALAHALLI,BYRATHI | 11:00 | 12:00 | 1:00 | 1MW | GTC MAINTENANCE
07.09.2020 | EAST | SHIVAJINAGAR | E-9 | KTN | BANASWADI | F15 | BANASWADI,BAIRESWARA LAYOUT, CHALKERE | 11:00 | 12:00 | 1:00 | 1MW | TREE TRIMING
08.09.2020 | EAST | SHIVAJINAGAR | E-9 | KTN | CHALAKERE | F5 | CHALKERE. | 11:00 | 12:00 | 1:00 | 1MW | TREE TRIMING
08.09.2020 | EAST | SHIVAJINAGAR | E8 | HN | Geddalahalli | F5 Hanumanthanagar | Kyalasanahalli, SRS College, Mallika Biriyani, Bilishivale, Athina Township, Nagaragiri, Essel Garden, Hanumanthanagar | 10:00 | 15:00 | 5:00 | 0.5MW | Releasing of 11kV Over head Line and Accessories, Commissioning of LT AB Cable network, GOS Maintenance works
09.09.2020 | EAST | SHIVAJINAGAR | E8 | HN | Geddalahalli | F5 Hanumanthanagar | Hanumanthanagar, Bilishivale | 10:00 | 15:00 | 5:00 | 0.5MW | Releasing of 11kV Over head Line and Accessories, Commissioning of LT AB Cable network, GOS Maintenance works
13.09.2020 | EAST | SHIVAJINAGAR | E-9 | KTN | HENNUR MAIN ROAD | F3 | HENNUR MAIN ROAD,CHIKANNA LAYOUT , MEGANA PALYA. | 11:00 | 12:00 | 1:00 | 2MW | GOS REPLACEMENT
16.09.2020 | EAST | SHIVAJINAGAR | E-9 | KTN | BYRATHI | F7 | BYRATHI, BYRATHI BANDE, BYRATHI VILLAGE | 11:00 | 12:00 | 1:00 | 2MW | GOS REPLACEMENT
18.09.2020 | EAST | SHIVAJINAGAR | E-9 | KTN | KOTHANUR | F6 | KOTHANUR , BYRATHI, GOBBI CROSS, | 11:00 | 12:00 | 1:00 | 2MW | GOS MAINTENANCE

## North
BANGALORE ELECTRICITY SUPPLY COMPANY LIMITED
DETAILS OF PLANNED OUTAGES(MAINTENANCE AND LOAD SHEDDING) IN NORTH CIRCLE FOR THE MONTH OF MONTH OF SEPTMBER 2020
Date | Circle | Division | Sub division | Section | Name of the MUSS | 11KV Feeder Name (Affected Feeder) | Areas fed by the feeder (All areas to be mentioned) | Time of Outage |  | Duration of load restriction in Hours | Appx Quantum of load restriction in MW | Nature of outage
[8 empty] | From Hr | To Hr
1.9.2020 | NORTH | JALHALLI | N9 | HESARAGHATTA | ABBIGERE | F6-ICTS | ICTS | 11:00 | 12:00 | 1:00 | 1.1 | TREE TRIMMING AND AND TC MAINTENNACE
| NORTH | HEBBALA | C8 | JAKKUR | SAHAKARNAGAR | F21 | AGRAHARA LAYUT ,KOGILU LAYOUT,BELLALLI CROSS, MITTGANALLI CROSS, | 10:30 | 13:30 | 3 | 3
| NORTH | HEBBALA | C8 | SKN | SAHAKARNAGAR | F07 | TELECOM LAYOUT,MCECHS LAYOUT FIRST PHASE,MCECHS LAYOUT SECOND PHASE | 10:30 | 12:30 | 2 | 2
| NORTH | HEBBALA | C7 YELAHANKA | O&M 19A | PUTTENAHALLI YELAHANKA | F13 - VENKATALA F12 - MARUTHINAGARA F10 - IAF | Palanahalli Bisalary Factory 250KVA TC, Alfa School MARUTHINAGARA 250KVA TC, YELAHANAKA OLD TOWN Gandinagara 500KVA TC, | 10:00 | 17:00 | 7 | 0.8 | Replacement of LT OH Rabbit to LT AB Cable, & Tree Trimming, Jump Replacement, GOS Alignment
| NORTH | HEBBALA | C7 Yelahanka | Rajanukunte O & M -21 | Rajanukunte | F04, ISRO L/O | RAJANUKUNTE MUSS TO KENCHANAHALLI VILLAGE, HAROHALLI VILLAGE ISRO LAYOUT, GANTIGANHALLI VILLAGE, MUDANHALLI VILLAGE, NAGADASANHALLI VILLAGE | 12:30 | 1.:30 | 2 | 2.5 | Maintenance / TREE TRIMMING
2.09.2020 | NORTH | HEBBALA | C8 | JAKKUR | SAHAKARNAGAR | F20 | CHOKKANALLI ,CHOKKANALLI LAYOUT,JAKKUR,SHIVANALLI,THIRUMENALLI, VENKATADRI ESTATE, NAGAVARA MAIN ROAD, | 10:30 | 13:30 | 4 | 4
| NORTH | HEBBALA | C8 | SKN | SAHAKARNAGAR | F3 | BB Road, BT Pura, Talakaveri L/O, Amruthahally, Jawahar Lal Institute, BG Lagangadhar L/O, Jakkur L/O Slum (part), Shoba Wind Fall, Shobha Saphire, Purvankara. | 10:30 | 12:30 | 2 | 3.5
| NORTH | HEBBALA | C7 Yelahanka | Rajanukunte O & M -21 | Rajanukunte | F04, ISRO L/O | RAJANUKUNTE MUSS TO KENCHANAHALLI VILLAGE, HAROHALLI VILLAGE ISRO LAYOUT, GANTIGANHALLI VILLAGE, MUDANHALLI VILLAGE, NAGADASANHALLI VILLAGE | 2:30 | 3:30 | 1 | 2.5 | Maintenance / TREE TRIMMING
| NORTH | HEBBALA | C7 YELAHANKA | O&M 19A | PUTTENAHALLI YELAHANKA | F13 - VENKATALA F12 - MARUTHINAGARA F10 - IAF | Palanahalli 250KVA TC, Alfa School MARUTHINAGARA 250KVA TC, YELAHANAKA OLD TOWN Gandinagara 500KVA TC, | 10:00 | 17:00 | 7 | 0.8 | Replacement of LT OH Rabbit to LT AB Cable, & Tree Trimming, Jump Replacement, GOS Alignment
| NORTH | PEENYA | N4 | Laggere | SRS | F21 | Laggere Main Road, Duggalamma Temple road, Udupi hotel road, Sunrise bar road, MEI layout park road | 9:00 | 5:00 | 8:00 | 2.5 | OH to UG work ,spun pole 3 GOS structure work and cable charging ,PLANNED OUTAGE
3.9.2020 | NORTH | PEENYA | N7 | GG PALYA O&M | Nandini | F7(NANDINI LAYOUT) | Nandini Layout 4th Block,9th ,10th,11,12,13,14,15,16th Main | 10:00 | 18:00 | 8:00 | 0.782 | LC AVAILING FOR OH TO UG CONVERSION WORK
| NORTH | MLMD | C-6 | 9 | IISc | F9 | Pipe line area, Ambedkarnagar, Yeshwanthpur | 10:00 | 11:00 | 1:00 | 2.5
| NORTH | HEBBALA | C8 | skn | SAHAKARNAGAR | F7 | Amruthanagar, Kashinagar, bhuvaneshwarinagar, Varma L/O, Amruthahally, Sriramapura, Telecom L/O, Shivaram karantha nagar, Jawaharlal Insiture. | 10:30 | 12:30 | 2 | 5mw
| NORTH | HEBBALA | C7 Yelahanka | Rajanukunte O & M -21 | Rajanukunte | F09 CENTUARY | RAJANUKUNTE MUSS TO KADTHANAMALE VILLAGE, PROVIDENT APPARTMENT | 8:30 | 10:30 | 2 | 3.5 | Maintenance / TREE TRIMMING
| NORTH | HEBBALA | C8 | skn | SAHAKARNAGAR | F5 | Duoresidency, BB Road, Vidyashilpa, shob Developers, Jakkur L/O, UAS L/O. | 10:30 | 12:30 | 2 | 3mw
| NORTH | HEBBALA | C7 YELAHANKA | O&M 19A | PUTTENAHALLI YELAHANKA | F13 - VENKATALA F12 - MARUTHINAGARA F10 - IAF | Palanahalli 250KVA TC,Srinivasapura 250KVA TC, Yelahanka old Town BBMP 250KVA TC, | 10:00 | 17:00 | 7 Hrs | 0.8 MW | Replacement of LT OH Rabbit to LT AB Cable, & Tree Trimming, Jump Replacement, GOS Alignment
4.09.2020 | NORTH | HEBBALA | C8 | JAKKUR | SAHAKARNAGAR | F21,F20,F14 | AGRAHARA LAYUT ,KOGILU LAYOUT,BELLALLI CROSS, MITTGANALLI CROSS,CHOKKANALLI ,CHOKKANALLI LAYOUT,JAKKUR,SHIVANALLI,THIRUMENALLI, VENKATADRI ESTATE, NAGAVARA MAIN ROAD,SAMPIGEHALLI, AGRAHARA, VIDANASOUDA LAYOUT, THIRUMENAHALLI AGRAHARA LAKE ROAD, | 10:30 | 13:30:00 PM | 3 | 3MW
| NORTH | HEBBALA | C8 | skn | SAHAKARNAGAR | F4 | BT Pura, L & T, S. Nagara 'A ' Block (Partial). | 10:30 | 12:30 | 2 | 3mw
| NORTH | HEBBALA | C7 Yelahanka | Rajanukunte O & M -21 | Rajanukunte | F03 GANTIGANHALLI | RAJANUKUNTE MUSS TO ADDIGANHALLI , PATALLA TEMPLE , SURDENPURA COLONY, SADENHALLI | 11:00 | 1:00 | 3 | 1.5 | Maintenance / TREE TRIMMING
| NORTH | HEBBALA | C7 YELAHANKA | O&M 19A | PUTTENAHALLI YELAHANKA | F13 - VENKATALA F12 - MARUTHINAGARA F10 - IAF | Palanahalli Bisilary Factory 250KVA TC,Srinivasapura 250KVA TC, Yelahanka old Town Kere 250KVA TC, | 10:00 | 17:00 | 7 Hrs | 0.8 MW | Replacement of LT OH Rabbit to LT AB Cable, & Tree Trimming, Jump Replacement, GOS Alignment
| NORTH | PEENYA | N4 | Laggere | SRS | F23 | NS Badavane, Fredom Fighters layout, Kempegowda Layout, Kurubarahalli Main Road, Laggere Bridge Ring Road, Part of Muneshwara Layout. | 9:00 | 5:00 | 8:00 | 2.2 | OH to UG work ,spun pole 3 GOS structure work and cable charging ,PLANNED OUTAGE
| NORTH | PEENYA | N5 | Chokkasandra | NG Halli | F4 | H M T LAYOUT ,GRUHALAKSHMI LAYOUT | 10:00 | 5:30 | 7:30 | 1.2 | OH to UG work ,spun pole 3 GOS structure work and cable charging ,PLANNED OUTAGE
| NORTH | PEENYA | N7 | GG PALYA O&M | Nandini | F7(NANDINI LAYOUT) | Ramakrishnanagara, Railwaymens Colony, kanteerava nagara Park | 10:00 | 18:00 | 8:00 | 0.374 | LC AVAILING FOR OH TO UG CONVERSION WORK
| NORTH | MLMD | C-6 | 10 | RMV | F1 | M.Sramaiah Hi-tech hospital & college & feeding to Malleswaram C2 Sub Division | 10:00 | 11:00 | 1:00 | 2.1
| NORTH | JALHALLI | N9 | BAGALGUNTE | MEI | F11 | Kirloskar Layout, Navy Layout, Bonemill, Chikkasandra, Andanappa Layout | 11:00 | 12:00 | 1:00 | 1.2MW | TC MAINTENANCE AND LINE MAINTENANACE
5.9.2020 | NORTH | PEENYA | N4 | Hegganahalli | Brindavan | F02 | Peenya 2nd stage 7th main to 10th Main, Thigalarapalya Main road upto Chethan Circle, Pearl road | 9:00 | 5:00 | 8:00 | 1.8 | OH to UG work ,spun pole 3 GOS structure work and cable charging ,PLANNED OUTAGE
| NORTH | PEENYA | N5 | Chokkasandra | NG Halli | F11 | H M T LAYOUT RUKMININAGAR,JODI BAVI RAOD | 10:00 | 5:30 | 7:30 | 1.6 | OH to UG work ,spun pole 3 GOS structure work and cable charging ,PLANNED OUTAGE
| NORTH | HEBBALA | C8 | JAKKUR | SAHAKARNAGAR | F20 | CHOKKANALLI ,CHOKKANALLI LAYOUT,JAKKUR,SHIVANALLI,THIRUMENALLI, VENKATADRI ESTATE, NAGAVARA MAIN ROAD, | 10:30 | 13:30 | 72:00 | 4MW
| NORTH | HEBBALA | C8 | skn | SAHAKARNAGAR | F1 | A' Block, SNR, Oscar Udyog, Krishbna Diamond. | 10:30 | 12:30 | 2 | 4.5MW
| NORTH | HEBBALA | C7 YELAHANKA | O&M 19A | PUTTENAHALLI YELAHANKA | F13 - VENKATALA F12 - MARUTHINAGARA F10 - IAF | Vikas Nagara 250KVA TC, Srinivasapura 250KVA TC, Yelahanka old Town Ramachandrappa 500KVA TC, | 10:00 | 17:00 | 7 Hrs | 0.8 MW | Replacement of LT OH Rabbit to LT AB Cable, & Tree Trimming, Jump Replacement, GOS Alignment
| NORTH | HEBBALA | C7 Yelahanka | Rajanukunte O & M -21 | Rajanukunte | F09 CENTUARY | RAJANUKUNTE MUSS TO KADTHANAMALE VILLAGE, PROVIDENT APPARTMENT | 12:30 | 1:30 | 1 | 3.5 | Maintenance / TREE TRIMMING
6.09.2020 | NORTH | HEBBALA | C8 | JAKKUR | SAHAKARNAGAR | F14 | SAMPIGEHALLI, AGRAHARA, VIDANASOUDA LAYOUT, THIRUMENAHALLI AGRAHARA LAKE ROAD, | 10:30 | 13:30:00 AM | 72:00 | 1.5MW
| NORTH | HEBBALA | C8 | skn | SAHAKARNAGAR | F2 | A' Block, F Block, G Block, BT Pura, (Partial), BB Road, E Block, (Part), Century Chitrakeet, Renossance. | 10:30 | 12:30 | 2 | 3MW
| NORTH | HEBBALA | C7 YELAHANKA | O&M 19A
| NORTH | HEBBALA | C7 Yelahanka | Rajanukunte O & M -21 | Rajanukunte | F03 GANTIGANHALLI | RAJANUKUNTE MUSS TO ADDIGANHALLI , PATALLA TEMPLE , SURDENPURA COLONY, SADENHALLI | 3:30 | 4:50 | 1.2 | 1.5 | Maintenance / TREE TRIMMING
| NORTH | PEENYA | N4 | Hegganahalli | Brindavan | F02 | Peenya 2nd stage 7th main to 10th Main, Thigalarapalya Main road upto Chethan Circle, Pearl road | 9:00 | 5:00 | 8:00 | 1.8 | OH to UG work ,spun pole 3 GOS structure work and cable charging ,PLANNED OUTAGE
| NORTH | PEENYA | N5 | Chokkasandra | SRS | F5,F10 | FOURESS LAYOUT,ABB ROAD,ISTRAC ROAD, CHOKKASNDRA (INDUSTRIAL FEEDER), NAGASANDRA VILLAGE ,TVS CROSS TO NTTF CIRCLE | 10:00 | 5:30 | 7:30 | 4.9 | OH to UG work ,spun pole 3 GOS structure work and cable charging ,PLANNED OUTAGE
7.9.2020 | NORTH | PEENYA | N5 | Chokkasandra | NG Halli | F5,F10 | VIDYANAGAR, TUMKUR ROAD DSARAHALLI ,8TH MILE SIGNAL | 10:00 | 5:30 | 7:30 | 4.9 | OH to UG work ,spun pole 3 GOS structure work and cable charging ,PLANNED OUTAGE
| NORTH | PEENYA | N7 | GG PALYA O&M | Nandini | F7(NANDINI LAYOUT) | 4th, 5th main, Railway Layout, Near Ganesha Temple | 10:00 | 18:00 | 8:00 | 0.207 | LC AVAILING FOR OH TO UG CONVERSION WORK
| NORTH | PEENYA | N7 | GG PALYA O&M | Nandini | F8(MEI ROAD) | Dasnayakanapalya, PF office Road (Industrial & Part Residential) | 10:00 | 18:00 | 8:00 | 0.88 | LC AVAILING FOR OH TO UG CONVERSION WORK
| NORTH | PEENYA | N7 | GG PALYA O&M | SRS | F1(YASHWANTHPUR) | GG Palya Burial Ground road | 10:00 | 18:00 | 8:00 | 0.198 | LC AVAILING FOR OH TO UG CONVERSION WORK
| NORTH | PEENYA | N7 | O&M 8 | NANDINI | F5(MAHALAKSHMI LAYOUT) | ANJANEYA TEMPLE MAIN ROAD,12TH ,13TH,14TH CROSS MAHALAKSHMI LAYOUT | 10:00 | 18:00 | 8:00 | 0.945 | LC AVAILING FOR OH TO UG CONVERSION WORK
| NORTH | MLMD | C-6 | 10 | Mathikere | F2 | R K GARDEN, LG HALLI, NETAJI NAGAR, L.G.HALLI | 10:00 | 11:00 | 1:00 | 2.5 | LINE AND GOS MAINTENANACE
| NORTH | JALHALLI | N9 | SOLADEVANAHALLI | ABBIGERE | F7 ABBIGERE VILLAGE | VINAYAKA LAYOUT,SHETTIHALLI RAILWAY GATE,ELITE FARM,ROYAL STREET ROAD,SUVILLAS APARTMENT SURROUNDING,KEREGUDDADAHALLI UPTO RAINBOW SCHOOL | 11:00 | 12:00 | 1:00 | 1.0MW | LINE AND GOS MAINTENANACE
| NORTH | JALHALLI | C3 | abbigere | Abbigere | f10 kanshiramnagara | Vaderahally, Mineswara lay out Kanshiramnara Lakshipura village some port | 10:00 | 13:30 | 3:30 | 1MW | Tree Trimming, Gos Maintance
| NORTH | JALHALLI | C3 | Jalahalahhi | Gokula | F1 Gangamma circle | Gangamma gui lay out Kalattur lay out, R.C.Pura Bommasandra | 10:00 | 14:00 | 4:00 | 1MW | Tree Trimming, Maintance
| NORTH | HEBBALA | C4 | Ganganagar | HEBBAL | F1 | GANGANAGAR | 10 | 1 | 3 | 2.3 | DTC YARD CLEANING AND DTC MAINTAINANCE.
| NORTH | HEBBALA |  | Sanjaynagar | Hebbal | F12 | bhoopsandra | 10 | 13 | 3 | 0.5 | Jump and GOS maintenance
| NORTH | HEBBALA |  | Hebbala | MANYATHA | F-15 | CHIRANJEEVI LAYOUT | 10 | 2 | 4 | 1.8 | DTC YARD CLEANING
| NORTH | HEBBALA | C8 | JAKKUR | SAHAKARNAGAR | F14 | SAMPIGEHALLI, AGRAHARA, VIDANASOUDA LAYOUT, THIRUMENAHALLI AGRAHARA LAKE ROAD, | 10:30 | 13:30:00 AM | 72:00 | 1.5MW | DTC YARD CLEANING
| NORTH | HEBBALA | C8 | skn | SAHAKARNAGAR | F11 | C Block, CQDL L/O, Defence L/O. | 10:30 | 12:30 | 2 | 0.5MW | DTC YARD CLEANING
| NORTH | HEBBALA | C7 Yelahanka | Rajanukunte O & M -21 | Rajanukunte | F02 RELIANCE | RAJANUKUNTE MUSS TO GALAPPA TC DB ROAD , ANGSANA OASIS, RAJANUKUNTE CIRCLE, KAKOLE ROAD, AREKERE , BYRAPURA, AREKERE COLONY, CHOKKANAHALLI | 9:00 | 12:00 | 2 | 2.6 | Maintenance / TREE TRIMMING
| NORTH | HEBBALA | YELAHANKA | O&M-19 | Puttenahalli | F-14 | A SECTOR, B SECTOR, HIG, MIG KHB, B.B.Road, | 10 | 15 | 5 | 3 MW | GOS Jump Replacement and Tree Triming
| NORTH | HEBBALA | C7 YELAHANKA | O&M 19A | PUTTENAHALLI YELAHANKA | F13 - VENKATALA F12 - MARUTHINAGARA F10 - IAF | Vikas Nagara 250KVA TC, Srinivasapura 250KVA TC, Yelahanka old Town Ramachandrappa 500KVA TC, | 10:00 | 17:00 | 7 Hrs | 0.8 MW | Replacement of LT OH Rabbit to LT AB Cable, & Tree Trimming, Jump Replacement, GOS Alignment
2020-09-08 | NORTH | HEBBALA | C4 | Ganganagar | NIL
| NORTH | HEBBALA |  | Sanjaynagar | Hebbal | F11 | KEB Layout | 10 | 13 | 3 | 0.5 | Jump and GOS maintenance
| NORTH | HEBBALA |  | Hebbala | HEBBALA | F10 | BALLARY MAIN ROAD | 10 | 13 | 3 | 0.5 | Jump and GOS maintenance
| NORTH | HEBBALA | C7 Yelahanka | Rajanukunte O & M -21 | Rajanukunte | F04, ISRO L/O | RAJANUKUNTE MUSS TO KENCHANAHALLI VILLAGE, HAROHALLI VILLAGE ISRO LAYOUT, GANTIGANHALLI VILLAGE, MUDANHALLI VILLAGE, NAGADASANHALLI VILLAGE | 3:30 | 5:30 | 2 | 2.5 | Maintenance / TREE TRIMMING
| NORTH | HEBBALA | C8 | JAKKUR | SAHAKARNAGAR | F14 | AGRAHARA | 10:30 | 12:30 | 2 | 0.05MW | Maintenance / TREE TRIMMING
| NORTH | HEBBALA | C8 | skn | SAHAKARNAGAR | F9 | Mathru L/O, Someshwaranagar, Judicial L/O, Seenappa Garden PM encal | 10:30 | 12:30 | 2 | 2.5mw | Maintenance / TREE TRIMMING
| NORTH | HEBBALA | C7 YELAHANKA | O&M 19A | PUTTENAHALLI YELAHANKA | F13 - VENKATALA F12 - MARUTHINAGARA F10 - IAF | Vikas Nagara 250KVA TC, Srinivasapura 250KVA TC, Yelahanka old Town Ramachandrappa 500KVA TC, | 10:00 | 17:00 | 7 Hrs | 0.8 MW | Replacement of LT OH Rabbit to LT AB Cable, & Tree Trimming, Jump Replacement, GOS Alignment
| NORTH | JALHALLI | C3 | Jalahalahhi | Gokula | F6 HMT industrial area | Sowdarya apartment, KK R Apartment Prestige willington, Prestige kensing ton, HMT industrial estste | 10:00 | 14:00 | 4:00 | 1MW | Tree Trimming, Maintance
| NORTH | MLMD | C-6 | 10 | RMV | F2 | HIG DOLLAR COLONY, RMV 2nd Stage etc. | 10:00 | 11:00 | 1:00 | 2.5 | Tree Trimming, Maintance
| NORTH | PEENYA | N5 | Chokkasandra | NG Halli | F5 | BELMAR LAYOUT,RUKMININAGAR,NG HALLI MAIN ROAD | 10:00 | 5:30 | 7:30 | 3.7 | OH to UG work ,spun pole 3 GOS structure work and cable charging ,PLANNED OUTAGE
| NORTH | PEENYA | N7 | GG PALYA O&M | Nandini | F7(NANDINI LAYOUT) | Nandini Layout, FTI colony | 10:00 | 18:00 | 8:00 | 0.206 | LC AVAILING FOR OH TO UG CONVERSION WORK
| NORTH | PEENYA | N7 | GG PALYA O&M | Nandini | F8(MEI ROAD) | Ypura Indl Suburb, Near Aravind Garments, Texport Overseas, Soha Designs Road, GG Palya behind MEI compound. (Industrial Only) | 10:00 | 18:00 | 8:00 | 1.08 | LC AVAILING FOR OH TO UG CONVERSION WORK
| NORTH | PEENYA | N7 | GG PALYA O&M | SRS | F1(YASHWANTHPUR) | Chicken Food Road, GG Palya , Poojamma Temple Road | 10:00 | 18:00 | 8:00 | 0.2 | LC AVAILING FOR OH TO UG CONVERSION WORK
| NORTH | PEENYA | N7 | O&M 8 | NANDINI | F5(MAHALAKSHMI LAYOUT) | SWIMMING VL,MAHALAKSHMILAYOUT,VASAVI TEMPLE AREA,GANESHA BLOCK,SWIMMING POOL SURROUNDING AREA | 10:00 | 18:00 | 8:00 | 1.745 | LC AVAILING FOR OH TO UG CONVERSION WORK
9.9.2020 | NORTH | PEENYA | N5 | Chokkasandra | NG Halli | F5 | GRUHALAKSHMI LAYOUT NEAR AHAM SCHOOL | 10:00 | 5:30 | 7:30 | 1.2 | OH to UG work ,spun pole 3 GOS structure work and cable charging ,PLANNED OUTAGE
| NORTH | PEENYA | N7 | GG PALYA O&M | Nandini | F7(NANDINI LAYOUT) | Rajkumar Prathishtana service road, 12,13,14,15th main | 10:00 | 18:00 | 8:00 | 0.203 | LC AVAILING FOR OH TO UG CONVERSION WORK
| NORTH | PEENYA | N7 | GG PALYA O&M | Nandini | F8(MEI ROAD) | Ypura Indl Suburb near Vibrant Advaitha Apts | 10:00 | 18:00 | 8:00 | 0.195 | LC AVAILING FOR OH TO UG CONVERSION WORK
| NORTH | PEENYA | N7 | GG PALYA O&M | SRS | F1(YASHWANTHPUR) | GG Palya Slum, Near Bangalore One GG Palya | 10:00 | 18:00 | 8:00 | 0.391 | LC AVAILING FOR OH TO UG CONVERSION WORK
| NORTH | PEENYA | N7 | O&M 8 | NANDINI | F5(MAHALAKSHMI LAYOUT) | SARASWATHIPURAM MAIN ROAD,MUNESHWARA BLOCK,MAHALAKSHMI LAYOUT,13,14,15TH CROSS,AGBG LAYOUT,SAMUDAYA BHAVANA SURROUNDING AREA | 10:00 | 18:00 | 8:00 | 1.845 | LC AVAILING FOR OH TO UG CONVERSION WORK
9.09.2020 | NORTH | MLMD | C-6 | 9 | IISc | F9 | Pipe line area, Ambedkarnagar, Yeshwanthpur | 10:00 | 11:00 | 1:00 | 2.5
| NORTH | JALHALLI | C3 | abbigere | Abbigere | F5 singapura | Singapura lay out singapura Varadaswamy lay out | 10:00 | 13:30 | 3:30 | 1MW | Tree Trimming, Maintance
| NORTH | HEBBALA | C4 | Ganganagar | Hebbala | F4 | MLA L/O | 10 | 12 | 2 |  | JUMPS REPLACEMENT
| NORTH | HEBBALA |  | Sanjaynagar | RMV | F7 | Hannumaiah layout,AECS Layout | 10 | 13 | 3 | 5 | Jump and GOS maintenance
| NORTH | HEBBALA |  | Hebbala | Hebbala | F-15 | CHOLANAGAR | 10 | 2 | 4 | 1.7 | DTC MAINTAINANCE AND TREE TRIMMING
| NORTH | HEBBALA | C7 Yelahanka | Rajanukunte O & M -21 | Rajanukunte | F08 BYTHA FEEDER | RAJANUKUNTE MUSS TO ITAGALPURA, PRESIDENCE COLLGE, DIBBUR GATE (V), KAKOLU, BUDAMNAHALLI, SHANUBHOGANHALLI, SERESANDRA, KAMAKSHI PURA, SONNEHALLI, BYTHA | 12:30 | 1.:30 | 2 | 3.5 | Maintenance / TREE TRIMMING
| NORTH | HEBBALA | C8 | JAKKUR | SAHAKARNAGAR | F21 | KOGILU LAYOUT | 10:30 | 12:30 | 2 | 0.5MW | Maintenance / TREE TRIMMING
| NORTH | HEBBALA | C8 | skn | SAHAKARNAGAR | F07 | MCECHS LAYOUT, 2ND PHASE | 10:30 | 12:30 | 2 | 0.05MW | Maintenance / TREE TRIMMING
| NORTH | HEBBALA | C7 YELAHANKA | O&M 19A | PUTTENAHALLI YELAHANKA | F13 - VENKATALA F12 - MARUTHINAGARA F10 - IAF | Vikas Nagara 250KVA TC, Srinivasapura 250KVA TC, Yelahanka old Town Ramachandrappa 500KVA TC, | 10:00 | 17:00 | 7 Hrs | 0.8 MW | Replacement of LT OH Rabbit to LT AB Cable, & Tree Trimming, Jump Replacement, GOS Alignment
| NORTH | HEBBALA | YELAHANKA | O&M-19 | Puttenahalli | F-02 | Ananathapura Village, Nisarga Layout, Ramagondanahalli, Mahalakshmi Layout,Ramanashree Layout, Duo Marvel Layout | 10 | 13 | 3 | 1 MW | GOS Jump Replacement and Tree Triming
| NORTH | HEBBALA | YELAHANKA | O&M-19 | KHB | F-05 | Allalasandra, EWS 3rd Stage, Chikkabmmasandra, Someshwaranagara, GKVK Layout, New Town Bus Stand Road | 10 | 16 | 6 | 3 MW | GOS Jump Replacement and Tree Triming
10.09.2020 | NORTH | HEBBALA | C4 | Ganganagar | HEBBAL | F3 | CHAMUNDI NAGAR | 10 | 1 | 3 | 3.8 | DTC MAINTAINANCE
| NORTH | HEBBALA |  | Sanjaynagar | RMV | F3 | UAS layout | 10 | 13 | 3 | 0.5 | Tree trimming
| NORTH | HEBBALA |  | Hebbala | Hebbala | F-8 | ANJANEYA TEMPLE ROAD | 10 | 2 | 4 | 1.7 | DTC MAINTAINANCE AND TREE TRIMMING
| NORTH | HEBBALA | C8 | JAKKUR | SAHAKARNAGAR | F7 | Amruthanagar, Kashinagar, bhuvaneshwarinagar, Varma L/O, Amruthahally, Sriramapura, Telecom L/O, Shivaram karantha nagar, Jawaharlal Insiture. | 10:30 | 12:30 | 2 | 5mw | DTC MAINTAINANCE AND TREE TRIMMING
| NORTH | HEBBALA | C8 | skn | SAHAKARNAGAR | F5 | Duoresidency, BB Road, Vidyashilpa, shob Developers, Jakkur L/O, UAS L/O. | 10:30 | 12:30 | 2 | 3mw | DTC MAINTAINANCE AND TREE TRIMMING
| NORTH | HEBBALA | C7 Yelahanka | Rajanukunte O & M -21 | Rajanukunte | F02 RELIANCE | RAJANUKUNTE MUSS TO GALAPPA TC DB ROAD , ANGSANA OASIS, RAJANUKUNTE CIRCLE, KAKOLE ROAD, AREKERE , BYRAPURA, AREKERE COLONY, CHOKKANAHALLI | 2:30 | 3:30 | 1 | 2.6 | Maintenance / TREE TRIMMING
| NORTH | HEBBALA | C7 YELAHANKA | O&M 19A | PUTTENAHALLI YELAHANKA | F13 - VENKATALA F12 - MARUTHINAGARA F10 - IAF | Welding Shop Palanahalli road 250KVA TC,Balaji Layout 250KVA TC, Yelahanka old Town Ramachandrappa 500KVA TC, | 10:00 | 17:00 | 7 Hrs | 0.8 MW | Replacement of LT OH Rabbit to LT AB Cable, & Tree Trimming, Jump Replacement, GOS Alignment
| NORTH | MLMD | C-6 | 10 | RMV | F1 | M.Sramaiah Hi-tech hospital & college & feeding to Malleswaram C2 Sub Division | 10:00 | 11:00 | 1:00 | 2.5 | Replacement of LT OH Rabbit to LT AB Cable, & Tree Trimming, Jump Replacement, GOS Alignment
| NORTH | PEENYA | N5 | Chokkasandra | NG Halli | F5 | GRUHALAKSHMI LAYOUT NEAR PARK | 10:00 | 5:30 | 7:30 | 1 | OH to UG work ,spun pole 3 GOS structure work and cable charging ,PLANNED OUTAGE
| NORTH | PEENYA | N7 | Nandini | F7(NANDINI LAYOUT) | Kanteerava Studio Main Road, Narsimhulu Layout | 0.41667 | 18:00 | 8:00 | 0.795 | LC AVAILING FOR OH TO UG CONVERSION WORK | OH to UG work ,spun pole 3 GOS structure work and cable charging ,PLANNED OUTAGE
| NORTH | PEENYA | N7 | GG PALYA O&M | SRS | F31(GORGUNTEPALYA) | Near Big Mishra Pedha Factory, Saravana Steels Road, Nexa Service Center Road, Khivraj Motors Road (Industrial Area Only) | 10:00 | 18:00 | 8:00 | 0.765 | LC AVAILING FOR OH TO UG CONVERSION WORK
| NORTH | PEENYA | N7 | GG PALYA O&M | SRS | F1(YASHWANTHPUR) | FFI Road, Sonex Garments, Ashraya Nagara | 10:00 | 18:00 | 8:00 | 0.784 | LC AVAILING FOR OH TO UG CONVERSION WORK
| NORTH | JALHALLI | N9 | BAGALGUNTE | MEI | F8 | MEI Layout, | 11:00 | 12:00 | 1:00 | 1MW | GOS MAINTENANCE AND TC MAINTENANCE
11.09.2020 | NORTH | MLMD | C-6 | 10 | Mathikere | F2 | R K GARDEN, LG HALLI, NETAJI NAGAR, L.G.HALLI | 10:00 | 11:00 | 1:00 | 2.5 | GOS MAINTENANCE AND TC MAINTENANCE
| NORTH | PEENYA | N5 | Chokkasandra | NG Halli | F5 | GRUHALAKSHMI LAYOUT NEAR GOVT SCHOOL | 10:00 | 5:30 | 7:30 | 1.2 | OH to UG work ,spun pole 3 GOS structure work and cable charging ,PLANNED OUTAGE
| NORTH | PEENYA | N7 | GG PALYA O&M | Nandini | F7(NANDINI LAYOUT) | MS Building & Kanteerava Studio HT Installation Only | 10:00 | 18:00 | 8:00 | 0.205 | LC AVAILING FOR OH TO UG CONVERSION WORK
| NORTH | PEENYA | N7 | GG PALYA O&M | SRS | F31(GORGUNTEPALYA) | GG Palya Main Road, Ring Road( Industrial & Residential) | 10:00 | 18:00 | 8:00 | 0.284 | LC AVAILING FOR OH TO UG CONVERSION WORK
| NORTH | PEENYA | N7 | GG PALYA O&M | SRS | F1(YASHWANTHPUR) | ESI Hospital Road Road, Ypura Indl Area | 10:00 | 18:00 | 8:00 | 0.79 | LC AVAILING FOR OH TO UG CONVERSION WORK
| NORTH | PEENYA | N7 | O&M 8 | NANDINI | F11(KURUBARAHALLY) | SATHYANARAYANA CHOULTRY,60 FEET ROAD,JC NAGARA,MUNESHWARA TEMPLE,9TH MAIN,JC NAGARA 6,7,8TH CROSS,1ST B MAIN,15TH MAIN,9TH MAIN | 10:00 | 18:00 | 8:00 | 1.231 | LC AVAILING FOR OH TO UG CONVERSION WORK
| NORTH | HEBBALA | C7 Yelahanka | Rajanukunte O & M -21 | Rajanukunte | F05 MARASANDRA | RAJUMKUNTE MUSS TO SRIRAMHALLI GATE AND VILLAGE SURDENPURA GATE , TOLL BOOTH, MARASANDRA, NELLKUNTE AREKERE, CHALAHALLI | 8:30 | 10:30 | 2 | 3.8 | Maintenance / TREE TRIMMING
| NORTH | HEBBALA | C8 | JAKKUR | SAHAKARNAGAR | F07 | TELECOM LAYOUT,MCECHS LAYOUT FIRST PHASE,MCECHS LAYOUT SECOND PHASE | 10:30 | 12:30 | 2 | 2MW | Maintenance / TREE TRIMMING
| NORTH | HEBBALA | C8 | skn | SAHAKARNAGAR | F20 | CHOKKANALLI ,CHOKKANALLI LAYOUT,JAKKUR,SHIVANALLI,THIRUMENALLI, VENKATADRI ESTATE, NAGAVARA MAIN ROAD, | 10:30 | 13:30 | 72:00 | 4MW | Maintenance / TREE TRIMMING
| NORTH | HEBBALA | C7 YELAHANKA | O&M 19A | PUTTENAHALLI YELAHANKA | F13 - VENKATALA F12 - MARUTHINAGARA F10 - IAF | Welding Shop Palanahalli road 250KVA TC,Balaji Layout 250KVA TC, Yelahanka old Town Ramachandrappa 500KVA TC, | 10:00 | 17:00 | 7 Hrs | 0.8 MW | Replacement of LT OH Rabbit to LT AB Cable, & Tree Trimming, Jump Replacement, GOS Alignment
| NORTH | HEBBALA | C4 | Ganganagar | HEBBAL | F9 | GIDDAPPA BLOCK | 10 | 2 | 4 | 2.4 | FEEDER MAINTAINANCE
| NORTH | HEBBALA |  | Sanjaynagar | RMV | F3 | Postal colony | 10 | 13 | 3 | 0.5 | Tr,DP structure maintenance
| NORTH | HEBBALA |  | Hebbala | SHAKARANAGAR | F-6 | OPP CANARABANK,KEMPAPURA | 10 | 2 | 4 | 1.8 | RMU MAINTAINANCE
12.09.2020 | NORTH | HEBBALA | C7 Yelahanka | Rajanukunte O & M -21 | Rajanukunte | F15 SINGANAYAKANAHALLI | MUSS TO AVALALLI GATE, SINGANAYAKANAHALLI, MYLAPPANAHALLI, NAGENAHALLI,MUTHUGADAHALLI | 11:00 | 1:00 | 3 | 1.5 | Maintenance / TREE TRIMMING
| NORTH | HEBBALA | C8 | JAKKUR | SAHAKARNAGAR | F07 | MCECHS LAYOUT 1 ST PHASE | 10:30 | 12:30 | 2 | 0.05MW | Maintenance / TREE TRIMMING
| NORTH | HEBBALA | C8 | skn | SAHAKARNAGAR | F12 | DEFENCE LOYOUT D E BLOCK KODIGEHALLI MAIN ROAD | 10:30 | 12:30 | 2 | 0.25MW | Maintenance / TREE TRIMMING
| NORTH | PEENYA | N5 | Chokkasandra | NG Halli | F5 | HMT LAYOUT ,KARNATAKA | 10:00 | 5:30 | 7:30 | 1 | OH to UG work ,spun pole 3 GOS structure work and cable charging ,PLANNED OUTAGE
| NORTH | PEENYA | N7 | GG PALYA O&M | Nandini | F8(MEI ROAD) | Prasad Film Lab Road, Sapna Book house Road | 10:00 | 18:00 | 8:00 | 0.856 | LC AVAILING FOR OH TO UG CONVERSION WORK
| NORTH | PEENYA | N7 | O&M 8 | NANDINI | F11(KURUBARAHALLY) | AMBEDKAR COLLEGE,60 FEET ROAD,9TH,10TH MAIN,15TH MAIN ,11TH MAIN JC NAGAR, | 10:00 | 18:00 | 8:00 | 1.256 | LC AVAILING FOR OH TO UG CONVERSION WORK
13.9.2020 | NORTH | PEENYA | N5 | Chokkasandra | NG Halli | F5 | GRUHALAKSHMI LAYOUT NEAR MANJULA PUBLIC SCHOOL | 10:00 | 5:30 | 7:30 | 0.9 | OH to UG work ,spun pole 3 GOS structure work and cable charging ,PLANNED OUTAGE
| NORTH | PEENYA | N7 | GG PALYA O&M | Nandini | F8(MEI ROAD) | Aradhana Hotel Road | 10:00 | 18:00 | 8:00 | 0.782 | LC AVAILING FOR OH TO UG CONVERSION WORK
| NORTH | JALHALLI | C9 | kodigehalli | rmv | F9 iisc | BHADRAPPA LAYOUT, BALAJI LAYOUT | 11:30 | 12:30 | 1:00 | 1.2MW | Tree trimming
| NORTH | JALHALLI | C9 | Virupakshapura | SAHAKARNAGAR | F9 | thindlu circle,bullet krishnappa layout | 11:00 | 12:00 | 1 | 1mw | Tree Trimming, Gos Maintance
| NORTH | HEBBALA | C4 | Ganganagar | Hebbala | F7 | R.T NAGAR MAIN ROAD , CBI MAI ROAD | 10 | 2 | 4 | 2.2 | FEEDER MAINATAINANCE AND TREE TRIMMING
| NORTH | HEBBALA |  | NILL | [7 empty] | FEEDER MAINATAINANCE AND TREE TRIMMING
| NORTH | HEBBALA |  | Hebbala | HEBBAL | F-15 | NARAYANAREDDY LAYOUT | 10 | 1 | 3 | 1.7 | TREE TRIMMING
| NORTH | HEBBALA | C8 | JAKKUR | SAHAKARNAGAR | F20 | CHOKKANALLI ,CHOKKANALLI LAYOUT,JAKKUR,SHIVANALLI,THIRUMENALLI, VENKATADRI ESTATE, NAGAVARA MAIN ROAD, | 10:30 | 13:30 | 72:00 | 4MW | TREE TRIMMING
| NORTH | HEBBALA | C8 | skn | SAHAKARNAGAR | F11 | C Block, CQDL L/O, Defence L/O. | 10:30 | 12:30 | 2 | 0.2MW | TREE TRIMMING
| NORTH | HEBBALA | C7 Yelahanka | Rajanukunte O & M -21 | Rajanukunte | F04, ISRO L/O | RAJANUKUNTE MUSS TO KENCHANAHALLI VILLAGE, HAROHALLI VILLAGE ISRO LAYOUT, GANTIGANHALLI VILLAGE, MUDANHALLI VILLAGE, NAGADASANHALLI VILLAGE | 12:30 | 1.:30 | 2 | 1 | TREE TRIMMING
14.09.2020 | NORTH | HEBBALA | C4 | Ganganagar | HEBBAL | F9 | MLA LAYOUT | 10 | 2 | 4 | 2.4 | TREE TRIMMING
| NORTH | HEBBALA |  | Sanjaynagar | Hebbal | F12 | Central excise layout | 10 | 13 | 3 | 0.5 | Tree trimming
| NORTH | HEBBALA |  | Hebbala | Hebbala | F-8 | SUBRAMANYA COLONY | 10 | 2 | 4 | 1.7 | TREE TRIMMING,DTC-111 MAINTAINANCE.
| NORTH | HEBBALA | C8 | JAKKUR | SAHAKARNAGAR | F20 | JAKKUR VILLAGE | 10:30 | 12:30 | 2 | 0.5MW | TREE TRIMMING,DTC-111 MAINTAINANCE.
| NORTH | HEBBALA | C8 |  | SAHAKARNAGAR | F3 | BB Road, BT Pura, Talakaveri L/O, Amruthahally, Jawahar Lal Institute, BG Lagangadhar L/O, Jakkur L/O Slum (part), Shoba Wind Fall, Shobha Saphire, Purvankara. | 10:30 | 12:30 | 2 | 3.5 | TREE TRIMMING,DTC-111 MAINTAINANCE.
| NORTH | HEBBALA | C7 Yelahanka | Rajanukunte O & M -21 | Rajanukunte | F04, AV PURA | RAJUNKUNTE MUSS TO PRESTIGE OASIS, A V PURA | 2:30 | 3:30 | 1 | 0.5 | TREE TRIMMING,DTC-111 MAINTAINANCE.
| NORTH | HEBBALA | C7 YELAHANKA | O&M 19A | PUTTENAHALLI YELAHANKA | F13 - VENKATALA F12 - MARUTHINAGARA F10 - IAF | Welding Shop Palanahalli road 250KVA TC,Balaji Layout 250KVA TC, Yelahanka old Town Ramachandrappa 500KVA TC, | 10:00 | 17:00 | 7 Hrs | 0.8 MW | Replacement of LT OH Rabbit to LT AB Cable, & Tree Trimming, Jump Replacement, GOS Alignment
| NORTH | JALHALLI | N9 | DODDABYLADKERE | SOLADEVANAHALLI | F7 SILVEPURA | MEDIAGRAHARA,BYLADKERE,KASGHATTAPURA,SILVEPURA,KUMBARAHALLI AND SURROUNDING AREAS | 10:00 | 11:00 | 1:00 | 2MW | GOS MAINTENANACE AND TREE TRIMMING
| NORTH | PEENYA | N5 | Chokkasandra | NG Halli | F5 | GRUHALAKSHMI LAYOUT NEAR BBMP PARK | 10:00 | 5:30 | 7:30 | 0.8 | OH to UG work ,spun pole 3 GOS structure work and cable charging ,PLANNED OUTAGE
| NORTH | PEENYA | N7 | GG PALYA O&M | Nandini | F7(NANDINI LAYOUT) | Studio Main Road, Parimala Nagara, MS Building | 10:00 | 18:00 | 8:00 | 0.376 | LC AVAILING FOR OH TO UG CONVERSION WORK
| NORTH | PEENYA | N7 | GG PALYA O&M | SRS | F31(GORGUNTEPALYA) | Vinod School Road, Sonnappa Road, GG Palya (Residential) | 10:00 | 18:00 | 8:00 | 0.187 | LC AVAILING FOR OH TO UG CONVERSION WORK
| NORTH | MLMD | C-6 | 9 & 10 | IISc | F6 | HMT main road, Subedar palya, Diwanarapalya, Gokula | 10:00 | 11:00 | 1:00 | 2.5 | Line Clear for feeder maintenance works such as Tree trimming, renewal of jumps, GOS reconditioning, stringing of loose spans, DTC refurbishment etc., ( along with Disconnection & attending daily complaints )
15.09.2020 | NORTH | MLMD | C-6 | 10 | RMV | F2 | HIG DOLLAR COLONY, RMV 2nd Stage etc. | 10:00 | 11:00 | 1:00 | 2.5
| NORTH | PEENYA | N7 | GG PALYA O&M | Nandini | F7(NANDINI LAYOUT) | Parimala Nagara, Studio Main Road | 10:00 | 18:00 | 8:00 | 0.374 | LC AVAILING FOR OH TO UG CONVERSION WORK
| NORTH | PEENYA | N7 | GG PALYA O&M | SRS | F31(GORGUNTEPALYA) | Sattwik School Road, Anandappa Building, Sonnappa Road, GG Palya | 10:00 | 18:00 | 8:00 | 0.185 | LC AVAILING FOR OH TO UG CONVERSION WORK
| NORTH | HEBBALA | YELAHANKA | O&M-19 | Attur | F-06 | Unikrishnana Road, BWSSB, Sheshadripuram Collage | 10 | 15 | 5 | 1 MW | GOS Jump Replacement and Tree Triming
| NORTH | HEBBALA | C4 | Ganganagar | NIL
| NORTH | HEBBALA |  | Sanjaynagar | Hebbal | F11 | SV layout | 10 | 13 | 3 | 0.5 | Tree trimming
| NORTH | HEBBALA |  | Hebbala | [7 empty] | Tree trimming
| NORTH | HEBBALA | C8 | JAKKUR | SAHAKARNAGAR | F21 | AGRAHARA LAYUT ,KOGILU LAYOUT,BELLALLI CROSS, MITTGANALLI CROSS, | 10:30 | 13:30 | 3 | 3MW | Tree trimming
| NORTH | HEBBALA | C8 | skn | SAHAKARNAGAR | F1 | A' Block, SNR, Oscar Udyog, Krishbna Diamond. | 10:30 | 12:30 | 2 | 4.5mw | Tree trimming
| NORTH | HEBBALA | C7 Yelahanka | Rajanukunte O & M -21 | Rajanukunte | F09 CENTUARY | RAJANUKUNTE MUSS TO KADTHANAMALE VILLAGE, PROVIDENT APPARTMENT | 8:30 | 10:30 | 2 | 2 | Tree trimming
| NORTH | HEBBALA | C7 YELAHANKA | O&M 19A | PUTTENAHALLI YELAHANKA | F13 - VENKATALA F12 - MARUTHINAGARA F10 - IAF | Vinayakanagara 250KVA TC, Pooja mahalakshmi Layout 250KVA TC, Yelahanka old Town Kamakshamma layout 250KVA TC, | 10:00 | 17:00 | 7 Hrs | 0.8 MW | Replacement of LT OH Rabbit to LT AB Cable, & Tree Trimming, Jump Replacement, GOS Alignment
16.09.2020 | NORTH | HEBBALA | C4 | Ganganagar | Hebbala | F-7 | HMT L/O | 10 | 1 | 3 | 2.9 | TREE TRIMMING
| NORTH | HEBBALA |  | Sanjaynagar | RMV | F7 | Sanjaynagar mainroad,AECS Layout | 10 | 13 | 3 | 5 | Tree trimming
| NORTH | HEBBALA |  | Hebbala | Hebbala | F-21 | CIL LAYOUT | 10 | 2 | 4 | 2.1 | FEEDER MAINTAINANCE
| NORTH | HEBBALA | C8 | JAKKUR | SAHAKARNAGAR | F20, | THIRUMENAHALLI, NAGAVARA MAIN ROAD | 10:30 | 12:30 | 2 | 1MW | FEEDER MAINTAINANCE
| NORTH | HEBBALA | C7 Yelahanka | Rajanukunte O & M -21 | Rajanukunte | F03 GANTIGANHALLI | RAJANUKUNTE MUSS TO ADDIGANHALLI , PATALLA TEMPLE , SURDENPURA COLONY, SADENHALLI | 11:00 | 1:00 | 3 |  | FEEDER MAINTAINANCE
| NORTH | HEBBALA | C7 YELAHANKA | O&M 19A | PUTTENAHALLI YELAHANKA | F13 - VENKATALA F12 - MARUTHINAGARA F10 - IAF | Vinayakanagara 250KVA TC, Pooja mahalakshmi Layout 250KVA TC, Yelahanka old Town Kamakshamma layout 250KVA TC, | 10:00 | 17:00 | 7 Hrs | 0.8 MW | Replacement of LT OH Rabbit to LT AB Cable, & Tree Trimming, Jump Replacement, GOS Alignment
| NORTH | PEENYA | N7 | GG PALYA O&M | SRS | F31(GORGUNTEPALYA) | GG Palya Police Chowki Road, Aramane Hotel Road, GG Palya | 10:00 | 18:00 | 8:00 | 0.184 | LC AVAILING FOR OH TO UG CONVERSION WORK
| NORTH | JALHALLI | N9 | BAGALGUNTE | MEI | F11 | Kirloskar Layout, Navy Layout, Bonemill, Chikkasandra, Andanappa Layout | 11:00 | 12:00 | 1:00 | 1.2MW | TC MAINTENANCE AND LINE MAINTENANACE
17.09.2020 | NORTH | HEBBALA | C4 | Ganganagar | HEBBAL | F-3 | ADOURA GARMENTS | 10 | 1 | 3 | 2.3 | DTC YARD CLEANING AND DTC MAINTAINANCE.
| NORTH | HEBBALA |  | Sanjaynagar | RMV | F3 | Amarjyothi layout | 10 | 13 | 3 | 0.5 | Tree trimming
| NORTH | HEBBALA |  | Hebbala | Hebbala | F-10 | KUNTIGRAMA | 10 | 1 | 3 | 2.5 | DTC-113 MAINTAINANCE
| NORTH | HEBBALA | C8 | JAKKUR | SAHAKARNAGAR | F21,F20,F14 | AGRAHARA LAYUT ,KOGILU LAYOUT,BELLALLI CROSS, MITTGANALLI CROSS,CHOKKANALLI ,CHOKKANALLI LAYOUT,JAKKUR,SHIVANALLI,THIRUMENALLI, VENKATADRI ESTATE, NAGAVARA MAIN ROAD,SAMPIGEHALLI, AGRAHARA, VIDANASOUDA LAYOUT, THIRUMENAHALLI AGRAHARA LAKE ROAD, | 10:30 | 13:30:00 PM | 3 | 3MW | DTC-113 MAINTAINANCE
| NORTH | HEBBALA | C8 | skn | SAHAKARNAGAR | F2 | A' Block, F Block, G Block, BT Pura, (Partial), BB Road, E Block, (Part), Century Chitrakeet, Renossance. | 10:30 | 12:30 | 2 | 3MW | DTC-113 MAINTAINANCE
| NORTH | HEBBALA | C7 Yelahanka | Rajanukunte O & M -21 | Rajanukunte | F09 CENTUARY | RAJANUKUNTE MUSS TO KADTHANAMALE VILLAGE, PROVIDENT APPARTMENT | 12:30 | 1:30 | 1 | 0.5 | DTC-113 MAINTAINANCE
18.09.2020 | NORTH | HEBBALA | C4 | Ganganagar | Hebbala | F-14 | WHITE HOUSE | 10 | 2 | 4 | 2.2 | FEEDER MAINATAINANCE AND TREE TRIMMING
| NORTH | HEBBALA |  | Sanjaynagar | Hebbal | F12 | nagashetty hally | 10 | 13 | 3 | 0.5 | Tree trimming
| NORTH | HEBBALA |  | Hebbala | Hebbala | F-15 | GUNDAPPA REDDY LAYOUT | 10 | 1 | 3 | 1.8 | DTC MAINTAINANCE AND TREE TRIMMING
| NORTH | HEBBALA | C8 | JAKKUR | SAHAKARNAGAR | F14 | SAMPIGEHALLI | 10:30 | 12:30 | 2 | 0.2MW | DTC MAINTAINANCE AND TREE TRIMMING
| NORTH | HEBBALA | C8 | skn | SAHAKARNAGAR | F5 | Duoresidency, BB Road, Vidyashilpa, shob Developers, Jakkur L/O, UAS L/O. | 10:30 | 12:30 | 2 | 3mw | DTC MAINTAINANCE AND TREE TRIMMING
| NORTH | HEBBALA | C7 Yelahanka | Rajanukunte O & M -21 | Rajanukunte | F03 GANTIGANHALLI | RAJANUKUNTE MUSS TO ADDIGANHALLI , PATALLA TEMPLE , SURDENPURA COLONY, SADENHALLI | 3:30 | 4:50 | 1.2 | 1 | DTC MAINTAINANCE AND TREE TRIMMING
| NORTH | HEBBALA | C7 YELAHANKA | O&M 19A | PUTTENAHALLI YELAHANKA | F13 - VENKATALA F12 - MARUTHINAGARA F10 - IAF | Vinayakanagara 250KVA TC, Pooja mahalakshmi Layout 250KVA TC, Yelahanka old Town Kamakshamma layout 250KVA TC, | 10:00 | 17:00 | 7 Hrs | 0.8 MW | Replacement of LT OH Rabbit to LT AB Cable, & Tree Trimming, Jump Replacement, GOS Alignment
| NORTH | JALHALLI | C9 | MS Palya | KHB | F12 | Sambrham college,BHEL Layout | 12:00 | 13:30 | 1:30 | 1.2mw | Tree Trimming, Gos Maintance
| NORTH | JALHALLI | C9 | kodigehalli | SAHAKARNAGAR | F17 SHANTIVANA | SHANTIVANA ,SANJEEVINI NAGAR | 12:00 | 13:00 | 1:00 | 1mw | gos maintance in station
19.9.2020 | NORTH | PEENYA | N5 | DASARAHALLI | MEI LAYOUT | F-4 ACHARAYA COLLEGE ROAD | Mallasandra, Brundavan Layout, BHEL Mini Colony, Ramesh Road, Pipe line Road, Dasarahally | 10:30 | 11:30 | 24:00 | 2 | 11kv feeder maintenance ,tree trimming work,preventive maintenance , PLANNED OUTAGES
| NORTH | HEBBALA | C4 | Ganganagar | Hebbala | F-14 | RT NAGAR 2ND BLOCK | 10 | 2 | 4 | 2.2 | GOS MAINTAINANCE
| NORTH | HEBBALA |  | Sanjaynagar | RMV | F3 | basaveshwara layout | 10 | 13 | 3 | 0.5 | Tree trimming
| NORTH | HEBBALA |  | Hebbala | Hebbala | F-10 | CHIKKALINGAIAH TC | 10 | 1 | 3 | 2.5 | DTC-38 MAINTAINANCE
| NORTH | HEBBALA | C8 | JAKKUR | SAHAKARNAGAR | F21 | AGRAHARA LAYUT ,KOGILU LAYOUT,BELLALLI CROSS, MITTGANALLI CROSS, | 10:30 | 13:30 | 3 | 3MW | DTC-38 MAINTAINANCE
| NORTH | HEBBALA | C8 | skn | SAHAKARNAGAR | F7 | Amruthanagar, Kashinagar, bhuvaneshwarinagar, Varma L/O, Amruthahally, Sriramapura, Telecom L/O, Shivaram karantha nagar, Jawaharlal Insiture. | 10:30 | 12:30 | 2 | 5mw | DTC-38 MAINTAINANCE
| NORTH | HEBBALA | C7 Yelahanka | Rajanukunte O & M -21 | Rajanukunte | F02 RELIANCE | RAJANUKUNTE MUSS TO GALAPPA TC DB ROAD , ANGSANA OASIS, RAJANUKUNTE CIRCLE, KAKOLE ROAD, AREKERE , BYRAPURA, AREKERE COLONY, CHOKKANAHALLI | 9:00 | 12:00 | 2 | 1 | Tree trimming
| NORTH | HEBBALA | YELAHANKA | O&M-19 | Attur | F-04 | SFS-208, SFS-407, CHS-707, 4th Phase Main Road | 10 | 14 | 4 | 1.2 MW | GOS Jump Replacement and Tree Triming
20.09.2020 | NORTH | HEBBALA | C7 Yelahanka | Rajanukunte O & M -21 | Rajanukunte | F04, ISRO L/O | RAJANUKUNTE MUSS TO KENCHANAHALLI VILLAGE, HAROHALLI VILLAGE ISRO LAYOUT, GANTIGANHALLI VILLAGE, MUDANHALLI VILLAGE, NAGADASANHALLI VILLAGE | 3:30 | 5:30 | 2 | 1 | GOS Jump Replacement and Tree Triming
| NORTH | HEBBALA | C8 | JAKKUR | SAHAKARNAGAR | F20, | THIRUMENAHALLI, NAGAVARA MAIN ROAD | 10:30 | 12:30 | 2 | 1MW | GOS Jump Replacement and Tree Triming
| NORTH | HEBBALA | C8 | skn | SAHAKARNAGAR | F8 | GKVK | 10:30 | 12:30 | 2 | 2MW | GOS Jump Replacement and Tree Triming
21.09.2020 | NORTH | JALHALLI | N9 | DODDABYLADKERE | SOLADEVANAHALLI | F8 SASUVEGHATTA | Ganapathi Nagar, Acharya College Road, Achith Nagar, Shanthi Nagar, Krishna College, Aggegowdana Palya, Soladevanahally, Veerashettihally, Raghavendra Layout, Vagdevi College, Gutte Basaveshwara Nagar | 10:00 | 11:00 | 1:00 | 1.0MW | TC MAINTENANCE AND GOS MAINTENANCE
| NORTH | HEBBALA |  | Sanjaynagar | Hebbal | F12 | patellappa layout | 10 | 13 | 3 | 0.5 | Tree trimming
| NORTH | HEBBALA | C8 | JAKKUR | SAHAKARNAGAR | F07 | MCECHS LAYOUT, 1ST PHASE | 10:30 | 12:30 | 2 | 0.05MW | Tree trimming
| NORTH | HEBBALA | C8 | skn | SAHAKARNAGAR | F2 | A' Block, F Block, G Block, BT Pura, (Partial), BB Road, E Block, (Part), Century Chitrakeet, Renossance. | 10:30 | 12:30 | 2 | 3MW | Tree trimming
| NORTH | HEBBALA | C7 Yelahanka | Rajanukunte O & M -21 | Rajanukunte | F08 BYTHA FEEDER | RAJANUKUNTE MUSS TO ITAGALPURA, PRESIDENCE COLLGE, DIBBUR GATE (V), KAKOLU, BUDAMNAHALLI, SHANUBHOGANHALLI, SERESANDRA, KAMAKSHI PURA, SONNEHALLI, BYTHA | 12:30 | 1.:30 | 2 | 1 | Tree trimming
| NORTH | HEBBALA | YELAHANKA | O&M-19 | Attur | F-03 | KMF | 10 | 11 | 1 | 1.2MW | GOS Jump Replacement and Tree Triming
| NORTH | HEBBALA | C7 YELAHANKA | O&M 19A | PUTTENAHALLI YELAHANKA | F13 - VENKATALA F12 - MARUTHINAGARA F10 - IAF | Vinayakanagara 2nd main 250KVA TC, Ayyappa Block Layout 250KVA TC, Yelahanka old Town Kondappa layout 250KVA TC, | 10:00 | 17:00 | 7 Hrs | 0.8 MW | Replacement of LT OH Rabbit to LT AB Cable, & Tree Trimming, Jump Replacement, GOS Alignment
22-09-2020 | NORTH | JALHALLI | C9 | Vidyaranyapura | Attur | F2 attur | Defence Layout ,M.S.Palya Circle | 11:00 | 12:30 | 1:30 | 1mw | Tree trimming
| NORTH | HEBBALA | C4 | Ganganagar | Hebbala | F1 | GANGANAGAR PARK | 10 | 2 | 4 | 2.2 | GOS MAINTAINANCE
| NORTH | HEBBALA |  | Sanjaynagar | Hebbal | F11 | KEB Layout,cillayout | 10 | 13 | 3 | 0.5 | Tree trimming
| NORTH | HEBBALA |  | Hebbala | Hebbala | F-15 | CHOLANAGAR | 10 | 1 | 3 | 1.8 | RMU MAINTAINANCE
| NORTH | HEBBALA | C7 Yelahanka | Rajanukunte O & M -21 | Rajanukunte | F02 RELIANCE | RAJANUKUNTE MUSS TO GALAPPA TC DB ROAD , ANGSANA OASIS, RAJANUKUNTE CIRCLE, KAKOLE ROAD, AREKERE , BYRAPURA, AREKERE COLONY, CHOKKANAHALLI | 2:30 | 3:30 | 1 | 1 | RMU MAINTAINANCE
| NORTH | HEBBALA | C8 | JAKKUR | SAHAKARNAGAR | F21 | MARKANDAYYA LAYOUT,AGRAHARA | 10:30 | 12:30 | 2 | 0.05MW | RMU MAINTAINANCE
| NORTH | HEBBALA | C7 YELAHANKA | O&M 19A | PUTTENAHALLI YELAHANKA | F13 - VENKATALA F12 - MARUTHINAGARA F10 - IAF | Vinayakanagara 2nd main 250KVA TC, Ayyappa Block Layout 250KVA TC, Yelahanka old Town Kondappa layout 250KVA TC, | 10:00 | 17:00 | 7 Hrs | 0.8 MW | Replacement of LT OH Rabbit to LT AB Cable, & Tree Trimming, Jump Replacement, GOS Alignment
23.09.2020 | NORTH | HEBBALA | C4 | Ganganagar | HEBBAL | F-3 | CHAMUNDI NAGAR | 10 | 1 | 3 | 2.3 | TREE TRIMMING
| NORTH | HEBBALA |  | Sanjaynagar | RMV | F7 | ashwathnagar | 10 | 13 | 3 | 5 | Tree trimming
| NORTH | HEBBALA |  | Hebbala | SHAKARANAGAR | F-6 | GOPALAPPA LAYOUT | 10 | 2 | 4 | 1.8 | TREE TRIMMING
| NORTH | HEBBALA | C7 Yelahanka | Rajanukunte O & M -21 | Rajanukunte | F05 MARASANDRA | RAJUMKUNTE MUSS TO SRIRAMHALLI GATE AND VILLAGE SURDENPURA GATE , TOLL BOOTH, MARASANDRA, NELLKUNTE AREKERE, CHALAHALLI | 8:30 | 10:30 | 2 | 1 | TREE TRIMMING
| NORTH | HEBBALA | C8 | JAKKUR | SAHAKARNAGAR | F21 | AGRAHARA LAYUT ,KOGILU LAYOUT,BELLALLI CROSS, MITTGANALLI CROSS, | 10:30 | 12:30 | 2 | 3MW | TREE TRIMMING
| NORTH | HEBBALA | C8 | skn | SAHAKARNAGAR | F12 | DEFENCE LOYOUT D E BLOCK KODIGEHALLI MAIN ROAD | 10:30 | 12:30 | 2 | 0.25MW | TREE TRIMMING
| NORTH | HEBBALA | YELAHANKA | O&M-19 | Attur | F-09 | Mathru Layoput, Judicial Layout, P.M.Enclave Layout, Someshwaranagara | 10 | 15 | 5 | 2 MW | GOS Jump Replacement and Tree Triming
| NORTH | HEBBALA | C7 YELAHANKA | O&M 19A | PUTTENAHALLI YELAHANKA | F13 - VENKATALA F12 - MARUTHINAGARA F10 - IAF | Vinayakanagara 2nd main 250KVA TC, Ayyappa Block Layout 250KVA TC, Yelahanka old Town Kondappa layout 250KVA TC, | 10:00 | 17:00 | 7 Hrs | 0.8 MW | Replacement of LT OH Rabbit to LT AB Cable, & Tree Trimming, Jump Replacement, GOS Alignment
| NORTH | HEBBALA | C4 | Ganganagar | Hebbala | F1 | LAXMAI BLOCK | 10 | 1 | 3 | 2.9 | RMU MAINTAINANCE
| NORTH | HEBBALA |  | Sanjaynagar | RMV | F3 | Geddalahalli,Keb Layout | 10 | 13 | 3 | 0.5 | Tree trimming
| NORTH | HEBBALA |  | Hebbala | Hebbala | F-8 | SHANIMAHATMA TEMPLE ,OUTER RING ROAD | 10 | 2 | 4 | 1.7 | 94-DTC MAINTAINANCE AND TREE TRIMMING
24.09.2020 | NORTH | HEBBALA | C8 | JAKKUR | SAHAKARNAGAR | F07 | TELECOM LAYOUT,MCECHS LAYOUT FIRST PHASE,MCECHS LAYOUT SECOND PHASE | 10:30 | 12:30 | 2 | 2MW | RMU MAINTAINANCE
| NORTH | HEBBALA | C8 | skn | SAHAKARNAGAR | F3 | BB Road, BT Pura, Talakaveri L/O, Amruthahally, Jawahar Lal Institute, BG Lagangadhar L/O, Jakkur L/O Slum (part), Shoba Wind Fall, Shobha Saphire, Purvankara. | 10:30 | 12:30 | 2 | 3.5 | RMU MAINTAINANCE
| NORTH | HEBBALA | C7 Yelahanka | Rajanukunte O & M -21 | Rajanukunte | F15 SINGANAYAKANAHALLI | MUSS TO AVALALLI GATE, SINGANAYAKANAHALLI, MYLAPPANAHALLI, NAGENAHALLI,MUTHUGADAHALLI | 11:00 | 1:00 | 3 | 1 | RMU MAINTAINANCE
| NORTH | HEBBALA | C7 YELAHANKA | O&M 19A | PUTTENAHALLI YELAHANKA | F13 - VENKATALA F12 - MARUTHINAGARA F10 - IAF | Vinayakanagara 2nd main 250KVA TC, Ayyappa Block Layout 250KVA TC, Yelahanka old Town Kondappa layout 250KVA TC, | 10:00 | 17:00 | 7 Hrs | 0.8 MW | Replacement of LT OH Rabbit to LT AB Cable, & Tree Trimming, Jump Replacement, GOS Alignment
| NORTH | JALHALLI | N9 | DODDABYLADKERE | SOLADEVANAHALLI | F3 SHIVKOTE | Shivakote, Madigirihally, Kurubarahally, Byalakere, Mavalipura, Chikkabyalakere, Thammarasanahally, Kondashettihally, Pillappa College | 10:00 | 11:00 | 1:00 | 1MW | TREE TRIMMING WORK AND TC MAINTENANCE
25-09-2020 | NORTH | JALHALLI | C9 | Virupakshapura | SAHAKARNAGAR | F13 | NTI layout,sir mv Layout | 11:00 | 12:30 | 1:30 | 1mw | Tree Trimming, Gos Maintance
| NORTH | HEBBALA | C4 | Ganganagar | Hebbala | F-14 | WHITE HOUSE | 10 | 2 | 4 | 2.2 | GOS MAINTAINANCE
| NORTH | HEBBALA |  | Sanjaynagar | Hebbal | F12 | Nti layout Nagashetty hally | 10 | 13 | 3 | 0.5 | Tree trimming
| NORTH | HEBBALA |  | Hebbala | Hebbala | F-15 | ANANDANAGAR 1ST BLOCK | 10 | 2 | 4 | 2.3 | DTC MAINTAINANCE AND TREE TRIMMING
| NORTH | HEBBALA | C8 | JAKKUR | SAHAKARNAGAR | F14 | SAMPIGEHALLI | 10:30 | 12:30 | 2 | 0.2MW | DTC MAINTAINANCE AND TREE TRIMMING
| NORTH | HEBBALA | C8 | skn | SAHAKARNAGAR | F11 | C Block, CQDL L/O, Defence L/O. | 10:30 | 12:30 | 2 | 0.5MW | DTC MAINTAINANCE AND TREE TRIMMING
| NORTH | HEBBALA | C7 Yelahanka | Rajanukunte O & M -21 | Rajanukunte | F1 MLA FEEDER | RAJANUKUNTE MUSS TO RAJUMKUNTE CIRCLE , HONNEHALLI, SINGNAYAKANAHALLI SAI LEELA HOTEL | 8:30 | 10:30 | 2 | 1 | DTC MAINTAINANCE AND TREE TRIMMING
| NORTH | HEBBALA | C7 YELAHANKA | O&M 19A | PUTTENAHALLI YELAHANKA | F13 - VENKATALA F12 - MARUTHINAGARA F10 - IAF | Vinayakanagara 2nd main 250KVA TC, Ayyappa Block Layout 250KVA TC, Yelahanka old Town Kondappa layout 250KVA TC, | 10:00 | 17:00 | 7 Hrs | 0.8 MW | Replacement of LT OH Rabbit to LT AB Cable, & Tree Trimming, Jump Replacement, GOS Alignment
26.09.2020 | NORTH | HEBBALA | C4 | Ganganagar | Hebbala | F-22 | EMBASSY APARTMENT | 10 | 2 | 4 | 1.6 | FEEDER MAINTAINANCE.
| NORTH | HEBBALA |  | Sanjaynagar | RMV | F3 | bhoopsandra | 10 | 13 | 3 | 0.5 | Tree trimming
| NORTH | HEBBALA |  | Hebbala | Hebbala | F-15 | ANANDANAGAR 1ST BLOCK | 10 | 2 | 4 | 2.3 | DTC MAINTAINANCE--82
| NORTH | HEBBALA | C7 Yelahanka | Rajanukunte O & M -21 | Rajanukunte | F02 RELIANCE FEEDER | RAJANUKUNTE MUSS TO GALAPPA TC DB ROAD , ANGSANA OASIS, RAJANUKUNTE CIRCLE, KAKOLE ROAD, AREKERE , BYRAPURA, AREKERE COLONY, CHOKKANAHALLI | 11:00 | 1:00 | 3 | 1 | FEEDER MAINTAINANCE.
| NORTH | HEBBALA | C8 | JAKKUR | SAHAKARNAGAR | F20 | JAKKUR VILLAGE | 10:30 | 12:30 | 2 | 0.5MW | FEEDER MAINTAINANCE.
| NORTH | HEBBALA | C8 | skn | SAHAKARNAGAR | F5 | Duoresidency, BB Road, Vidyashilpa, shob Developers, Jakkur L/O, UAS L/O. | 10:30 | 12:30 | 2 | 3mw | FEEDER MAINTAINANCE.
27.9.2020 | NORTH | PEENYA | N5 | SHETIHALLI | MEILAYOUT_66 | F03-CHIKKASANDRA | BONEVILL AREA CHIKKASANDRA AYR LAYOUT SAPTHAGIRI COLLEGE | 10:30 | 11:30 | 24:00 | 1.3 | 11kv feeder maintenance ,tree trimming work,preventive maintenance , PLANNED OUTAGES
| NORTH | HEBBALA | C4 | Ganganagar | Hebbala | F3 | CHAMUNDINAGAR SOUROUNDING | 10 | 2 | 4 | 2.2 | GOS MAINTAINANCE
| NORTH | HEBBALA |  | Hebbala | Hebbala | F-10 | VINAYAKA LAYOUT | 10 | 1 | 3 | 2.5 | DTC-36 MAINTAINANCE
| NORTH | HEBBALA | C8 | JAKKUR | SAHAKARNAGAR | F07 | TELECOM LAYOUT,MCECHS LAYOUT FIRST PHASE,MCECHS LAYOUT SECOND PHASE | 10:30 | 12:30 | 2 | 1 | GOS MAINTAINANCE
| NORTH | HEBBALA | C7 Yelahanka | Rajanukunte O & M -21 | Rajanukunte | F03 GANTIGANHALLI | RAJANUKUNTE MUSS TO ADDIGANHALLI , PATALLA TEMPLE , SURDENPURA COLONY, SADENHALLI | 12:30 | 1.:30 | 2 | 1 | GOS MAINTAINANCE
| NORTH | HEBBALA | C8 | skn | SAHAKARNAGAR | F2 | A' Block, F Block, G Block, BT Pura, (Partial), BB Road, E Block, (Part), Century Chitrakeet, Renossance. | 10:30 | 12:30 | 2 | 3MW | GOS MAINTAINANCE
28.09.2020 | NORTH | HEBBALA | C4 | Ganganagar | HEBBAL | F-3 | SAIBABA TEMPLE ROAD | 10 | 1 | 3 | 2.3 | RMU MAINTAINANCE
| NORTH | HEBBALA |  | Sanjaynagar | Hebbal | F12 | KEB Layout | 10 | 13 | 3 | 0.5 | Tree trimming
| NORTH | HEBBALA |  | Hebbala | SHAKARANAGAR | F-6 | NEAR SUNRISE SCHOOL | 10 | 1 | 3 | 1.4 | DTC -83 MAINTAINANCE .
| NORTH | HEBBALA | C8 | JAKKUR | SAHAKARNAGAR | F14 | SAMPIGEHALLI, AGRAHARA, VIDANASOUDA LAYOUT, THIRUMENAHALLI AGRAHARA LAKE ROAD, | 10:30 | 13:30:00 AM | 72:00 | 1.5MW | Tree trimming
| NORTH | HEBBALA | C8 | skn | SAHAKARNAGAR | F1 | A' Block, SNR, Oscar Udyog, Krishbna Diamond. | 10:30 | 12:30 | 2 | 4.5mw | Tree trimming
| NORTH | HEBBALA | YELAHANKA | O&M-19 | KHB | F-09 | KHB S-HIG, S-MIG, N-HIG, N-MIG, CHS-707, 5th Phase, 4th Phase | 10 | 14 | 4 | 1 MW | GOS Jump Replacement and Tree Triming
| NORTH | HEBBALA | C7 YELAHANKA | O&M 19A | PUTTENAHALLI YELAHANKA | F13 - VENKATALA F12 - MARUTHINAGARA F10 - IAF | Vinayakanagara 5th main 250KVA TC, Kogilu Ganapathi nagara 250KVA TC, Yelahanka old Town Chowdeshwari layout 250KVA TC, | 10:00 | 17:00 | 7 Hrs | 0.8 MW | Replacement of LT OH Rabbit to LT AB Cable, & Tree Trimming, Jump Replacement, GOS Alignment
29.09.2020 | NORTH | HEBBALA | C4 | Ganganagar | HEBBAL | F-3 | RBI COLONY | 10 | 1 | 3 | 2.3 | RMU MAINTAINANCE
| NORTH | HEBBALA |  | Sanjaynagar | Hebbal | F11 | Hannumaiah layout,AECS Layout | 10 | 13 | 3 | 0.5 | Tree trimming
| NORTH | HEBBALA |  | Hebbala | SHAKARANAGAR | F-6 | NEAR SUNRISE SCHOOL | 10 | 1 | 3 | 1.4 | DTC -83 MAINTAINANCE .
| NORTH | HEBBALA | C8 | JAKKUR | SAHAKARNAGAR | F07 | MCECHS LAYOUT, 1ST PHASE | 10:30 | 12:30 | 2 | 0.05MW | RMU MAINTAINANCE
| NORTH | HEBBALA | C8 | skn | SAHAKARNAGAR | F2 | A' Block, F Block, G Block, BT Pura, (Partial), BB Road, E Block, (Part), Century Chitrakeet, Renossance. | 10:30 | 12:30 | 2 | 3MW | RMU MAINTAINANCE
| NORTH | HEBBALA | C7 Yelahanka | Rajanukunte O & M -21 | Rajanukunte | F04 A V PURA | RAJUNKUNTE MUSS TO PRESTIGE OASIS, A V PURA | 2:30 | 3:30 | 1 | 1 | RMU MAINTAINANCE
| NORTH | HEBBALA | C7 YELAHANKA | O&M 19A | PUTTENAHALLI YELAHANKA | F13 - VENKATALA F12 - MARUTHINAGARA F10 - IAF | Vinayakanagara 5th main 250KVA TC, Kogilu Ganapathi nagara 250KVA TC, Yelahanka old Town Chowdeshwari layout 250KVA TC, | 10:00 | 17:00 | 7 Hrs | 0.8 MW | Replacement of LT OH Rabbit to LT AB Cable, & Tree Trimming, Jump Replacement, GOS Alignment
| NORTH | HEBBALA | C4 | Ganganagar | HEBBAL | F9 | GANGANAGAR | 10 | 2 | 4 | 2.4 | RMU MAINTAINANCE
| NORTH | HEBBALA |  | Sanjaynagar | RMV | F7 | UAS layout | 10 | 13 | 3 | 5 | Tree trimming
| NORTH | HEBBALA |  | Hebbala | Hebbala | F-8 | SUBRAMANYA COLONY | 10 | 2 | 4 | 1.7 | TREE TRIMMING,DTC-111 MAINTAINANCE.
30.09.2020 | NORTH | HEBBALA | C7 Yelahanka | Rajanukunte O & M -21 | Rajanukunte | F05 MARASANDRA | RAJUMKUNTE MUSS TO SRIRAMHALLI GATE AND VILLAGE SURDENPURA GATE , TOLL BOOTH, MARASANDRA, NELLKUNTE AREKERE, CHALAHALLI | 8:30 | 10:30 | 2 | 1 | Tree trimming
| NORTH | HEBBALA | C8 | JAKKUR | SAHAKARNAGAR | F21 | MARKANDAYYA LAYOUT,AGRAHARA | 10:30 | 12:30 | 2 | 0.05MW | Tree trimming
| NORTH | HEBBALA | C8 | skn | SAHAKARNAGAR | F5 | Duoresidency, BB Road, Vidyashilpa, shob Developers, Jakkur L/O, UAS L/O. | 10:30 | 12:30 | 2 | 1 | Tree trimming
| NORTH | HEBBALA | YELAHANKA | O&M-19 | KHB | F-10 | CQAL Layout, Attur Village, Chitra Layout, 5th Phase | 10 | 15 | 5 | 1 MW | GOS Jump Replacement and Tree Triming
| NORTH | HEBBALA | C7 YELAHANKA | O&M 19A | PUTTENAHALLI YELAHANKA | F13 - VENKATALA F12 - MARUTHINAGARA F10 - IAF | Vinayakanagara 5th main 250KVA TC, Kogilu Ganapathi nagara 250KVA TC, Yelahanka old Town Chowdeshwari layout 250KVA TC, | 10:00 | 17:00 | 7 Hrs | 0.8 MW | Replacement of LT OH Rabbit to LT AB Cable, & Tree Trimming, Jump Replacement, GOS Alignment

## West
BANGALORE ELECTRICITY SUPPLY COMPANY LIMITED
DETAILS OF PLANNED OUTAGES(MAINTENANCE AND LOAD SHEDDING) IN WEST CIRCLE FOR THE MONTH OF SEPTMBER-2020
Date | Circle | Division | Sub division | Section | Name of the MUSS | 11KV Feeder Name (Affected Feeder) | Areas fed by the feeder (All areas to be mentioned) | Time of Outage |  | Duration of load restriction in Hours | Appx Quantum of load restriction in MW | Nature of outage
[8 empty] | From Hr | To Hr
2020-09-01 | WEST | RR Nagar | W7 SUB-DIV | R R NAGARA | VRB MUSS | F-7 BEML Layout | Kalegowda layout, universety | 9:00 | 13:30 | 4:30 | 0.65 | Maintaince
2020-09-02 | WEST | RR Nagar | W7 SUB-DIV | Channasandra | BSK MUSS | F-7 BEML Layout | layout,double road shootin circle n | 9:15 | 12:20 | 3:05 | 0.68 | Maintaince
2020-09-03 | WEST | RR Nagar | W7 SUB-DIV | R R NAGARA | VRB MUSS | F10 Kenchenahalli | kenchanahalli vijaya bank | 9:00 | 13:25 | 4:25 | 0.68 | Maintaince
2020-09-04 | WEST | RR Nagar | W7 SUB-DIV | R R NAGARA | VRB MUSS | F-14 Ideal Homes | gigidhama badavane haridasa nagara | 9:10 | 12:45 | 3:35 | 0.56 | Maintaince
2020-09-05 | WEST | RR Nagar | W7 SUB-DIV | R R NAGARA | R R NAGARA | F-1 Sachidanda nagara | jaisingh layout poojarithoota 10th stage kandappa layout BMTC Depot, | 9:35 | 13:45 | 4:10 | 0.65 | Maintaince
2020-09-06 | WEST | RR Nagar | W7 SUB-DIV | Channasandra | R R NAGARA | F-15 pramod layout | Bangarappa nagara, Krishnappa layout, Dharashan farm | 9:00 | 13:30 | 4:30 | 0.65 | Maintaince
2020-09-07 | WEST | RR Nagar | W7 SUB-DIV | R R NAGARA | BSK MUSS | F11 Mysore Road | Myosore road industrial area,plastic industry, janapriya abode part of BHEL layout metro cash and cary | 9:50 | 13:30 | 3:40 | 0.56 | Maintaince
2020-09-08 | WEST | RR Nagar | W7 SUB-DIV | R R NAGARA | VRB MUSS | F-1 Sachidanda nagara | jaisingh layout poojarithoota 10th stage kandappa layout BMTC Depot, | 9:50 | 12:20 | 2:30 | 0.65 | Maintaince
2020-09-09 | WEST | RR Nagar | W7 SUB-DIV | Channasandra | VRB MUSS | F-12 Channasandra | Dwaraka nagara Shashidhara abadavane | 9:15 | 13:45 | 4:30 | 0.68 | Maintaince
2020-09-10 | WEST | RR Nagar | W7 SUB-DIV | R R NAGARA | R R NAGARA | F10 Kenchenahalli | kenchanahalli vijaya bank | 9:25 | 13:30 | 4:05 | 0.72 | Maintaince
2020-09-11 | WEST | RR Nagar | W7 SUB-DIV | R R NAGARA | R R NAGARA | F11 Mysore Road | Myosore road industrial area,plastic industry, janapriya abode part of BHEL layout metro cash and cary | 9:00 | 13:45 | 4:45 | 0.56 | Maintaince
2020-09-12 | WEST | RR Nagar | W7 SUB-DIV | R R NAGARA | R R NAGARA | F-14 Ideal Homes | bet convent natinal hill view school | 9:00 | 12:45 | 3:45 | 0.68 | Maintaince
2020-09-13 | WEST | RR Nagar | W7 SUB-DIV | R R NAGARA | R R NAGARA | F-7 BEML Layout | new horizon school papaiah layout 5th dtage water tan | 9:25 | 12:20 | 2:55 | 0.56 | Maintaince
2020-09-14 | WEST | RR Nagar | W7 SUB-DIV | R R NAGARA | R R NAGARA | F-14 Ideal Homes | ideal homes mount carmel, beml gate H V Halli,Shivanna layout PF Office, BSNL Office , part of Ideal homes | 9:50 | 13:45 | 3:55 | 0.68 | Maintaince
2020-09-15 | WEST | RR Nagar | W7 SUB-DIV | R R NAGARA | R R NAGARA | F-1 Sachidanda nagara | 10th stage kandappa layout BMTC Depot, | 9:10 | 13:45 | 4:35 | 0.72 | Maintaince
2020-09-16 | WEST | RR Nagar | W7 SUB-DIV | R R NAGARA | R R NAGARA | F-8 R R temple | part BHEL Layout | 9:00 | 13:30 | 4:30 | 0.65 | Maintaince
2020-09-17 | WEST | RR Nagar | W7 SUB-DIV | Channasandra | R R NAGARA | F-12 Channasandra | BDA layout 2block 2stage | 9:50 | 12:20 | 2:30 | 0.65 | Maintaince
2020-09-18 | WEST | RR Nagar | W7 SUB-DIV | R R NAGARA | VRB MUSS | F10 Kenchenahalli | adithya layout | 9:00 | 13:30 | 4:30 | 0.65 | Maintaince
2020-09-19 | WEST | RR Nagar | W7 SUB-DIV | Channasandra | BSK MUSS | F-15 pramod layout | pushpagirinagara dsouza nagara | 9:15 | 13:45 | 4:30 | 0.68 | Maintaince
2020-09-20 | WEST | RR Nagar | W7 SUB-DIV | R R NAGARA | VRB MUSS | F-14 Ideal Homes | ideal homes mount carmel, beml gate H V Halli,Shivanna layout PF Office, BSNL Office , part of Ideal homes | 9:50 | 13:45 | 3:55 | 0.68 | Maintaince
2020-09-21 | WEST | RR Nagar | W7 SUB-DIV | R R NAGARA | VRB MUSS | F11 Mysore Road | art of BHEL layout metro cash and cary | 9:00 | 13:25 | 4:25 | 0.58 | Maintaince
2020-09-22 | WEST | RR Nagar | W7 SUB-DIV | R R NAGARA | R R NAGARA | F-8 R R temple | panchasheel block bagaegowda layout, | 9:25 | 13:45 | 4:20 | 0.72 | Maintaince
2020-09-23 | WEST | RR Nagar | W7 SUB-DIV | Channasandra | R R NAGARA | F-12 Channasandra | Uttarahalli amain road,sai lotus,krishna residency,Depot Road | 9:25 | 13:30 | 4:05 | 0.65
2020-09-24 | WEST | RR Nagar | W7 SUB-DIV | R R NAGARA | R R NAGARA | F- 9Marayappa Layout | marayappa layout doddakempaiah layout monish corner bangarappa nagara main road adithya layout part of ideal homes | 9:15 | 14:20 | 5:05 | 0.58
2020-09-25 | WEST | RR Nagar | W7 SUB-DIV | Channasandra | R R NAGARA | F-15 pramod layout | Munishwaranagara Kariyappa Layout | 9:25 | 13:45 | 4:20 | 0.68
2020-09-26 | WEST | RR Nagar | W7 SUB-DIV | R R NAGARA | VRB MUSS | F10 Kenchenahalli | kenchanahalli vijaya bank | 9:00 | 13:25 | 4:25 | 0.75
2020-09-27 | WEST | RR Nagar | W7 SUB-DIV | R R NAGARA | BSK MUSS | F-7 BEML Layout | layout,double road shootin circle n | 9:35 | 13:30 | 3:55 | 0.68
2020-09-28 | WEST | RR Nagar | W7 SUB-DIV | R R NAGARA | VRB MUSS | F-8 R R temple | surroding akkamadevi choultry dirt | 9:15 | 13:45 | 4:30 | 0.75
2020-09-29 | WEST | RR Nagar | W7 SUB-DIV | R R NAGARA | VRB MUSS | F11 Mysore Road | plastic industry, janapriya abode p | 9:25 | 13:30 | 4:05 | 0.65
2020-09-30 | WEST | RR Nagar | W7 SUB-DIV | R R NAGARA | R R NAGARA | F- 9Marayappa Layout | Corporation bank road subhash bhavan road , | 9:25 | 14:20 | 4:55 | 0.65
2020-09-01 | WEST | RR Nagar | w6 | 19 | REMCO | F02-BHEL | BHEL, MYSORE ROAD | 10:00AM | 12:00 | 2:00 | 2 | MAINTAINANCE
2020-09-02 | WEST | RR Nagar | w6 | 18 | REMCO | F04-RMU | BYATARAYANPURA, AVALHALLI,58 BUS STOP ROAD, M M ROAD | 10:00AM | 12:00 | 2:00 | 1.8 | MAINTAINANCE
2020-09-03 | WEST | RR Nagar | w6 | 19 | REMCO | F13-AJEET-SAIT-INDUSTRIAL | AZIZ SAIT INDUSTRIAL AREA | 10:00AM | 12:00 | 2:00 | 1.7 | MAINTAINANCE
2020-09-04 | WEST | RR Nagar | w6 | 19 | REMCO | F17-PATIL-PUTTAPPA-IND | PATEL PUTTAPPA INDUSTRIAL AREA | 10:00AM | 12:00 | 2:00 | 1.5 | MAINTAINANCE
2020-09-05 | WEST | RR Nagar | w6 | 18 | REMCO | F03-BHAPUJI-NAGAR | BAPUJI NAGARA | 10:00AM | 12:00 | 2:00 | 1.8 | MAINTAINANCE
2020-09-06 | WEST | RR Nagar | w6 |  |  |  | Sunday
2020-09-07 | WEST | RR Nagar | w6 | 7 | REMCO | F11-V-V-PURAM | KB nagar,Ashwath katte,Rudrappa garden and BMK layout | 10:00AM | 12:00 | 2:00 | 2.5 | MAINTAINANCE
2020-09-08 | WEST | RR Nagar | w6 | 19 | REMCO | F14-GANGONDANAHALLY | GANGONDANAHALLI | 10:00AM | 12:00 | 2:00 | 1.5 | MAINTAINANCE
2020-09-09 | WEST | RR Nagar | w6 | 18 | REMCO | F16-RANGANATHA-COLONY | RANGANATH COLONY | 10:00AM | 12:00 | 2:00 | 0.5 | MAINTAINANCE
2020-09-10 | WEST | RR Nagar | w6 | 19 | VRISHABAVATHY | F01-LEO-METAL | PANTHARA PALYA, MYSORE ROAD | 10:00AM | 12:00 | 2:00 | 1.2 | MAINTAINANCE
2020-09-11 | WEST | RR Nagar | w6 | 18 | VRISHABAVATHY | F02-JOHN-DISTILLERY | PROMOD LAYOUT,REDDY LAYOUT | 10:00AM | 12:00 | 2:00 | 1.2 | MAINTAINANCE
2020-09-12 | WEST | RR Nagar | w6 |  |  |  | second Saturday
2020-09-13 | WEST | RR Nagar | w6 |  |  |  | Sunday
2020-09-14 | WEST | RR Nagar | w6 | 19 | VRISHABAVATHY | F05-BWSSB | NAYANDANAHALLI | 10:00AM | 12:00 | 2:00 | 1.2 | MAINTAINANCE
2020-09-15 | WEST | RR Nagar | w6 | 18 | VRISHABAVATHY | F13-PRSTIGE BAGMANE TEMPLE | MYSORE ROAD PRESTIGE APARTMENT | 10:00AM | 12:00 | 2:00 | 1.2 | MAINTAINANCE
2020-09-16 | WEST | RR Nagar | w6 | 19 | VRISHABAVATHY | F08-SPORTS-AUTHORITY-OF-INDIA | BANGALORE UNIVERSITY | 10:00AM | 12:00 | 2:00 | 0.5 | MAINTAINANCE
2020-09-17 | WEST | RR Nagar | w6 |  |  |  | holiday
2020-09-18 | WEST | RR Nagar | w6 | 18 | BANASHANKARI | F25-NTY-LAYOUT | BATARAYANAPURA | 10:00AM | 12:00 | 2:00 | 1.8 | MAINTAINANCE
2020-09-19 | WEST | RR Nagar | w6 | 19 | REMCO | F02-BHEL | BHEL, MYSORE ROAD | 10:00AM | 12:00 | 2:00 | 2 | MAINTAINANCE
2020-09-20 | WEST | RR Nagar | w6 |  |  |  | Sunday
2020-09-21 | WEST | RR Nagar | w6 | 19 | REMCO | F13-AJEET-SAIT-INDUSTRIAL | AZIZ SAIT INDUSTRIAL AREA | 10:00AM | 12:00 | 2:00 | 1.7 | MAINTAINANCE
2020-09-22 | WEST | RR Nagar | w6 | 19 | REMCO | F17-PATIL-PUTTAPPA-IND | PATEL PUTTAPPA INDUSTRIAL AREA | 10:00AM | 12:00 | 2:00 | 1.5 | MAINTAINANCE
2020-09-23 | WEST | RR Nagar | w6 | 18 | REMCO | F03-BHAPUJI-NAGAR | BAPUJI NAGARA | 10:00AM | 12:00 | 2:00 | 1.8 | MAINTAINANCE
2020-09-24 | WEST | RR Nagar | w6 | 19 | REMCO | F08-MUTHACHARI-IND-ESTATE | MUTHACHARI INDUSTRIAL ESTATE AREA | 10:00AM | 12:00 | 2:00 | 1.8 | MAINTAINANCE
2020-09-25 | WEST | RR Nagar | w6 | 7 | REMCO | F11-V-V-PURAM | KB nagar,Ashwath katte,Rudrappa garden and BMK layout | 10:00AM | 12:00 | 2:00 | 2.5 | MAINTAINANCE
2020-09-26 | WEST | RR Nagar | w6 |  |  |  | 4th Saturday holiday
2020-09-27 | WEST | RR Nagar | w6 |  |  |  | Sunday
2020-09-28 | WEST | RR Nagar | w6 | 19 | VRISHABAVATHY | F01-LEO-METAL | PANTHARA PALYA, MYSORE ROAD | 10:00AM | 12:00 | 2:00 | 1.2 | MAINTAINANCE
2020-09-29 | WEST | RR Nagar | w6 | 18 | VRISHABAVATHY | F02-JOHN-DISTILLERY | PROMOD LAYOUT,REDDY LAYOUT | 10:00AM | 12:00 | 2:00 | 1.2 | MAINTAINANCE
2020-09-30 | WEST | RR Nagar | w6 | 19 | VRISHABAVATHY | F03-THE-CLUB | ITI L/O GURUSARVABOWMA L/O | 10:00AM | 12:00 | 2:00 | 1 | MAINTAINANCE
2020-01-09 | WEST | RR Nagar | W-1 | AVALAHALLI-01 | BSK | F-21 | J P ROAD | 10:00 | 14:00 | 4 | 1 | 11 KV TREE TRIMMING
2020-01-09 | WEST | RR Nagar | W-1 | AVALAHALLI-02 | REMCO | F-12 | 17 TH MAIN ROAD | 10:00 | 13:00 | 3 | 0.21 | 11 KV TREE TRIMMING
2020-02-09 | WEST | RR Nagar | W-1 | AVALAHALLI-01 | BSK | F-21 | J P ROAD | 10:00 | 14:00 | 4 | 0.21 | Maintenance of DTC-055
2020-02-09 | WEST | RR Nagar | W-1 | AVALAHALLI-02 | BSK | F-18 | SUNDAR COMPOUND | 10:00 | 14:00 | 4 | 0.35 | Maintenance of DTC-048 & DTC-030
2020-03-09 | WEST | RR Nagar | W-1 | AVALAHALLI-01 | BSK | F-16 | PES COLLEGE | 10:00 | 14:00 | 4 | 0.2 | Maintenance of DTC-002
2020-03-09 | WEST | RR Nagar | W-1 | AVALAHALLI-02 | BSK | F-18 | TELECOM LAYOUT | 10:00 | 14:00 | 4 | 0.36 | Maintenance of DTC-033 & DTC-063
2020-04-09 | WEST | RR Nagar | W-1 | AVALAHALLI-01 | BSK | F-03 | GIRINAGAR | 10:30 | 14:00 | 3.5 | 1 | 11 KV TREE TRIMMING
2020-04-09 | WEST | RR Nagar | W-1 | AVALAHALLI-02 | REMCO | F-12 | BDA LAYOUT | 10:30 | 11:30 | 1.5 | 0.68 | 11 KV Jumps Replacments & TREE TRIMMING
2020-05-09 | WEST | RR Nagar | W-1 | AVALAHALLI-01 | BSK | F-13 | NAGENDRA BLOCK | 10:00 | 14:00 | 4 | 0.2 | Maintenance of DTC-021
2020-05-09 | WEST | RR Nagar | W-1 | AVALAHALLI-02 | BSK | F-18 | AVALAHALLI | 10:00 | 14:00 | 4 | 0.2 | Maintenance of DTC-089 & DTC-051
2020-06-09 | WEST | RR Nagar | W-1 | AVALAHALLI-01 | HOLIDAY
2020-06-09 | WEST | RR Nagar | W-1 | AVALAHALLI-02 | HOLIDAY
2020-07-09 | WEST | RR Nagar | W-1 | AVALAHALLI-01 | BSK | F-13 | NAGENDRA BLOCK | 10:00 | 14:00 | 4 | 0.17 | Maintenance of DTC-010
2020-07-09 | WEST | RR Nagar | W-1 | AVALAHALLI-02 | REMCO | F12 | MUNESHWARA BLOCK | 10:00 | 14:00 | 4 | 1 | 11 KV TREE TRIMMING &Jumps Replacments
2020-08-09 | WEST | RR Nagar | W-1 | AVALAHALLI-01 | BSK | F-16 | PES COLLEGE | 10:00 | 14:00 | 4 | 0.2 | Maintenance of DTC-034
2020-08-09 | WEST | RR Nagar | W-1 | AVALAHALLI-02 | BSK | F16 | PES COLLEGE | 10:00 | 14:00 | 4 | 0.15 | Maintenance of DTC-076
2020-09-09 | WEST | RR Nagar | W-1 | AVALAHALLI-01 | BSK | F-03 | GIRINAGAR | 10:00 | 14:00 | 4 | 0.19 | Maintenance of DTC-090
2020-09-09 | WEST | RR Nagar | W-1 | AVALAHALLI-02 | REMCO | F12 | KALIDASA LAYOUT | 10:30 | 14:00 | 3.5 | 0.35 | Maintenance of DTC-135 & DTC-092
2020-10-09 | WEST | RR Nagar | W-1 | AVALAHALLI-01 | BSK | F-07 | HANUMANTH NAGAR | 10:00 | 13:30 | 3.5 | 0.17 | Maintenance of DTC-109
2020-10-09 | WEST | RR Nagar | W-1 | AVALAHALLI-02 | BSK | F-01 | RAGAVENDRA BLOCK | 10:00 | 13:30 | 3.5 | 1.1 | 11 KV TREE TRIMMING &Jumps Replacments
2020-11-09 | WEST | RR Nagar | W-1 | AVALAHALLI-01 | BSK | F-03 | GIRINAGAR | 10:00 | 14:00 | 4 | 0.2 | Maintenance of DTC-008
2020-11-09 | WEST | RR Nagar | W-1 | AVALAHALLI-02 | BSK | F-13 | 50 FEET ROAD | 10:00 | 13:00 | 3 | 0.87 | 11 KV TREE TRIMMING
2020-12-09 | WEST | RR Nagar | W-1 | AVALAHALLI-01 | BSK | F-23 | NAGENDRA BLOCK | 10:00 | 14:00 | 4 | 0.19 | Maintenance of DTC-016
2020-12-09 | WEST | RR Nagar | W-1 | AVALAHALLI-02 | BSK | F-13 | RAGAVENDRA BLOCK | 10:00 | 14:00 | 4 | 0.21 | Maintenance of DTC-072
13/9/2020 | WEST | RR Nagar | W-1 | AVALAHALLI-01 | HOLIDAY
13/9/2020 | WEST | RR Nagar | W-1 | AVALAHALLI-02 | HOLIDAY
14/9/2020 | WEST | RR Nagar | W-1 | AVALAHALLI-01 | BSK | F-13 | NAGENDRA BLOCK | 10:00 | 13:00 | 3 | 0.15 | Maintenance of DTC-044
14/9/2020 | WEST | RR Nagar | W-1 | AVALAHALLI-02 | BSK | F-18 | AVALAHALLI | 10:00 | 13:00 | 3 | 0.15 | Maintenance of DTC-062 DTC-017
15/9/2020 | WEST | RR Nagar | W-1 | AVALAHALLI-01 | BSK | F-03 | GIRINAGAR | 10:30 | 14:00 | 3.5 | 1 | 11 KV TREE TRIMMING
15/9/2020 | WEST | RR Nagar | W-1 | AVALAHALLI-02 | BSK | F-13 | AVALAHALLI | 10:00 | 14:00 | 4 | 0.2 | Maintenance of DTC-014
16/9/2020 | WEST | RR Nagar | W-1 | AVALAHALLI-01 | BSK | F-21 | GIRINAGAR | 10:00 | 13:30 | 3.5 | 1.1 | 11 KV TREE TRIMMING &Jumps Replacments
16/9/2020 | WEST | RR Nagar | W-1 | AVALAHALLI-02 | BSK | F-01 | SRINAGAR | 11:00 | 14:00 | 3 | 1.1 | 11 KV TREE TRIMMING
17/9/2020 | WEST | RR Nagar | W-1 | AVALAHALLI-01 | BSK | F-03 | GIRINAGAR | 10:00 | 14:00 | 4 | 0.2 | Maintenance of DTC-077
17/9/2020 | WEST | RR Nagar | W-1 | AVALAHALLI-02 | BSK | F-18 | TIMBER LAYOUT | 10:00 | 13:00 | 3 | 0.15 | Maintenance of DTC-101
18/9/2020 | WEST | RR Nagar | W-1 | AVALAHALLI-01 | BSK | F-03 | GIRINAGAR | 10:00 | 14:00 | 4 | 0.2 | Maintenance of DTC-068
18/9/2020 | WEST | RR Nagar | W-1 | AVALAHALLI-02 | BSK | F-01 | SRINAGAR | 10:00 | 13:00 | 3 | 0.15 | Maintenance of DTC-011
19/9/2020 | WEST | RR Nagar | W-1 | AVALAHALLI-01 | BSK | F-03 | GIRINAGAR | 10:30 | 14:00 | 3.5 | 1 | 11 KV TREE TRIMMING
19/9/2020 | WEST | RR Nagar | W-1 | AVALAHALLI-02 | REMCO | F-12 | BDA LAYOUT | 10:30 | 11:30 | 1.5 | 0.68 | 11 KV Jumps Replacments & TREE TRIMMING
20/9/2020 | WEST | RR Nagar | W-1 | AVALAHALLI-01 | HOLIDAY
20/9/2020 | WEST | RR Nagar | W-1 | AVALAHALLI-02 | HOLIDAY
21/9/2020 | WEST | RR Nagar | W-1 | AVALAHALLI-01 | BSK | F-13 | NAGENDRA BLOCK | 10:00 | 13:00 | 3 | 0.15 | Maintenance of DTC-066
21/9/2020 | WEST | RR Nagar | W-1 | AVALAHALLI-02 | BSK | F-18 | AVALAHALLI | 10:00 | 13:00 | 3 | 0.15 | Maintenance of DTC-221 & DTC-017
22/9/2020 | WEST | RR Nagar | W-1 | AVALAHALLI-01 | BSK | F-07 | HANUMANTH NAGAR | 10:00 | 13:00 | 3 | 0.15 | Maintenance of DTC-001
22/9/2020 | WEST | RR Nagar | W-1 | AVALAHALLI-02 | BSK | F-18 | RAGAVA NAGAR | 10:00 | 12:30 | 2 | 0.56 | 11 KV TREE TRIMMING &Jumps Replacments
23/9/2020 | WEST | RR Nagar | W-1 | AVALAHALLI-01 | BSK | F-13 | NAGENDRA BLOCK | 10:00 | 14:00 | 4 | 0.17 | Maintenance of DTC-010
23/9/2020 | WEST | RR Nagar | W-1 | AVALAHALLI-02 | REMCO | F12 | MUNESHWARA BLOCK | 10:00 | 14:00 | 4 | 1 | 11 KV TREE TRIMMING &Jumps Replacments
24/9/2020 | WEST | RR Nagar | W-1 | AVALAHALLI-01 | BSK | F-03 | GIRINAGAR | 10:00 | 14:00 | 4 | 0.2 | Maintenance of DTC-026
24/9/2020 | WEST | RR Nagar | W-1 | AVALAHALLI-02 | BSK | F-01 | SRINAGAR | 10:00 | 14:30 | 4.5 | 0.4 | Maintenance of DTC-080 & DTC-011
25/9/2020 | WEST | RR Nagar | W-1 | AVALAHALLI-01 | BSK | F-03 | GIRINAGAR | 10:00 | 14:00 | 4 | 0.2 | Maintenance of DTC-041
25/9/2020 | WEST | RR Nagar | W-1 | AVALAHALLI-02 | REMCO | F12 | KALIDASA LAYOUT | 10:30 | 14:00 | 3.5 | 0.41 | Maintenance of DTC-004 & DTC-060
26/9/2020 | WEST | RR Nagar | W-1 | AVALAHALLI-01 | BSK | F-13 | NAGENDRA BLOCK | 11:00 | 14:00 | 3 | 1.1 | 11 KV TREE TRIMMING
26/9/2020 | WEST | RR Nagar | W-1 | AVALAHALLI-02 | BSK | F-18 | AVALAHALLI | 11:00 | 14:00 | 3 | 1 | Maintenance of DTC-086 & DTC-056
27/9/2020 | WEST | RR Nagar | W-1 | AVALAHALLI-01 | HOLIDAY
27/9/2020 | WEST | RR Nagar | W-1 | AVALAHALLI-02 | HOLIDAY
28/9/2020 | WEST | RR Nagar | W-1 | AVALAHALLI-01 | BSK | F-13 | NAGENDRA BLOCK | 10:00 | 14:00 | 4 | 0.2 | Maintenance of DTC-021
28/9/2020 | WEST | RR Nagar | W-1 | AVALAHALLI-02 | BSK | F-18 | AVALAHALLI | 10:00 | 14:00 | 4 | 0.2 | Maintenance of DTC-032
29/9/2020 | WEST | RR Nagar | W-1 | AVALAHALLI-01 | BSK | F-07 | HANUMANTH NAGAR | 10:00 | 13:30 | 3.5 | 0.17 | Maintenance of DTC-109
29/9/2020 | WEST | RR Nagar | W-1 | AVALAHALLI-02 | BSK | F-01 | RAGAVENDRA BLOCK | 10:00 | 13:30 | 3.5 | 1.1 | 11 KV TREE TRIMMING &Jumps Replacments
30/9/2020 | WEST | RR Nagar | W-1 | AVALAHALLI-01 | BSK | F-03 | GIRINAGAR | 10:30 | 14:00 | 3.5 | 1 | 11 KV TREE TRIMMING
30/9/2020 | WEST | RR Nagar | W-1 | AVALAHALLI-02 | REMCO | F-12 | BDA LAYOUT | 10:30 | 11:30 | 1.5 | 0.68 | 11 KV Jumps Replacments & TREE TRIMMING
1.09.2020 | WEST | RR Nagar | W8 | UNIT-1 | BSK | F-14 | KABHIR MATTH | 10:00 | 14:00 | 4 | 0.14 | Maintenance of DTC-049
1.09.2020 | WEST | RR Nagar | W8 | UNIT-2 | BSK | F-4 | VIDYAPEETA | 10:00 | 14:00 | 4 |  | MAINTENANCE OF GOS IN STATION YARD
2.09.2020 | WEST | RR Nagar | W8 | UNIT-1 | BSK | F-23 | BRINDAVAN NAGAR | 10:00 | 14:00 | 4 | 0.18 | Maintenance of DTC-052
2.09.2020 | WEST | RR Nagar | W8 | UNIT-2 | BSK | F-09 | THYAGARAJANAGAR | 10:00 | 1:00PM | 3 | 0.5 | MAINTENANCE OF GOS IN STATION YARD
3.09.2020 | WEST | RR Nagar | W8 | UNIT-1 | BSK | F-23 | BRINDAVAN NAGAR | 10:00 | 14:00 | 4 | 0.18 | Maintenance of DTC-052
3.09.2020 | WEST | RR Nagar | W8 | UNIT-2 | BSK | F-04 | VIDYAPEETA | 10:00 | 1:00 | 3 | 0.16 | Maintenance of DTC-2177
4.09.2020 | WEST | RR Nagar | W8 | UNIT-1 | BSK | F-11 | HANUMANTH NAGAR | 10:00 | 13:00 | 3 | 0.16 | Maintenance of DTC-009
4.09.2020 | WEST | RR Nagar | W8 | UNIT-2 | BSK | F-16 | MOUNT JOY ROAD | 10:00 | 13:00 | 3 | 0.16 | TRUNK CABLE FAULT WORK
5.09.2020 | WEST | RR Nagar | W8 | UNIT-1 | BSK | F-23 | pipe line road | 10:00 | 13:00 | 3 | 0.17 | Maintenance of DTC-012
5.09.2020 | WEST | RR Nagar | W8 | UNIT-2 | BSK | F-09 | THYAGARAJANAGAR | 10:00 | 1:00PM | 3 | 0.5 | Maintenance of DTC-2003
6.09.2020 | WEST | RR Nagar | W8 | HOLIDAY
7.09.2020 | WEST | RR Nagar | W8 | UNIT-1 | BSK | F-8 | bull temple road | 10:00 | 13:00 | 3 | 0.16 | Maintenance of DTC-005
7.09.2020 | WEST | RR Nagar | W8 | UNIT-2 | PBN | F-11 | TATA SILK FARM | 10:00 | 13:00 | 3 | 0.17 | Maintenance of DTC-2065
8.09.2020 | WEST | RR Nagar | W8 | UNIT-1 | BSK | F-21 | 10th main | 10:00 | 14:00 | 4 | 0.2 | Maintenance of DTC-059
8.09.2020 | WEST | RR Nagar | W8 | UNIT-2 | PBN | F-12 | SHATRINAGAR | 10:00 | 13:00 | 3 | 0.16 | Maintenance of DTC-2061
9.09.2020 | WEST | RR Nagar | W8 | UNIT-1 | National | F-8 | bull temple road | 10:00 | 13:00 | 3 | 0.16 | Maintenance of DTC-005
9.09.2020 | WEST | RR Nagar | W8 | UNIT-2 | BSK | F-4 | SHANKARNAGA CIRCLE | 10:00 | 1:00 | 4 | 0.16 | Maintenance of DTC-2172
10.09.2020 | WEST | RR Nagar | W8 | UNIT-1 | BSK | F-01 | SRINAGAR | 10:00 | 14:00 | 4 | 0.19 | Maintenance of DTC-021 & DTC- 022
10.09.2020 | WEST | RR Nagar |  | UNIT-2 | BSK | F-09 | THYAGARAJANAGAR | 10:00 | 13:00 | 3 | 0.16 | Maintenance of DTC-2024
11.09.2020 | WEST | RR Nagar |  | UNIT-1 | BSK | F-14 | LAKSHMIPURA | 10:00 | 14:00 | 4 | 0.2 | Maintenance of DTC-037
11.09.2020 | WEST | RR Nagar | W8 | UNIT-2 | BSK | F-16 | MOUNT JOY ROAD | 10:00 | 13:00 | 3 | 0.16 | Maintenance of DTC-2050
12.09.2020 | WEST | RR Nagar | W8 | HOLIDAY
13.09.2020 | WEST | RR Nagar | W8 | HOLIDAY
13.09.2020 | WEST | RR Nagar | W8 | UNIT-1 | BSK | F-23 | WEAVERS COLONY | 10:00 | 14:00 | 4 | 0.85 | 11 KV TREE TRIMMING
13.09.2020 | WEST | RR Nagar | W8 | UNIT-2 | PBN | F-11 | TATA SILK FARM | 10:00 | 13:00 | 3 | 0.17 | Maintenance of DTC-2082
14.09.2020 | WEST | RR Nagar | W8 | UNIT-1 | BSK | F-23 | WEAVERS COLONY | 10:00 | 14:00 | 4 | 0.19 | Maintenance of DTC-039
14.09.2020 | WEST | RR Nagar | W8 | UNIT-2 | BSK | F-09 | THYAGARAJANAGAR | 10:00 | 13:00 | 3 | 0.16 | Maintenance of DTC-2039
15.09.2020 | WEST | RR Nagar | W8 | UNIT-1 | BSK | F-21 | 8th main | 10:00 | 14:00 | 4 | 0.19 | Maintenance of DTC-041
15.09.2020 | WEST | RR Nagar | W8 | UNIT-2 | BSK | F-4 | VIDYAPEETA | 10:00 | 14:00 | 4 |  | Maintenance of DTC-2200
16.09.2020 | WEST | RR Nagar | W8 | UNIT-1 | National | F-8 | bull temple road | 10:00 | 13:00 | 3 | 0.16 | Maintenance of DTC-005
16.09.2020 | WEST | RR Nagar | W8 | UNIT-2 | BSK | F-09 | THYAGARAJANAGAR | 10:00 | 1:00PM | 3 | 0.5 | Maintenance of DTC-2036
17.09.2020 | WEST | RR Nagar | W8 | HOLIDAY
18.09.2020 | WEST | RR Nagar | W8 | UNIT-1 | BSK | F-01 | SRINAGAR | 10:00 | 14:00 | 4 | 1.2 | 11kv gos maintenance at bsk muss
18.09.2020 | WEST | RR Nagar | W8 | UNIT-2 | BSK | F-04 | VIDYAPEETA | 10:00 | 1:00 | 3 | 0.16 | Maintenance of DTC-2041
19.09.2020 | WEST | RR Nagar | W8 | UNIT-1 | BSK | F-14 | hanuman silk | 10:00 | 14:00 | 4 | 0.2 | Maintenance of DTC-045
19.09.2020 | WEST | RR Nagar | W8 | UNIT-2 | BSK | F-16 | MOUNT JOY ROAD | 10:00 | 13:00 | 3 | 0.16 | Maintenance of DTC-2050
20.09.2020 | WEST | RR Nagar | W8 | HOLIDAY
21.09.2020 | WEST | RR Nagar | W8 | UNIT-1 | BSK | F-11 | sunkenahalli extension | 10:00 | 14:00 | 4 | 0.15 | Maintenance of DTC-048
21.09.2020 | WEST | RR Nagar | W8 | UNIT-2 | PBN | F-11 | TATA SILK FARM | 10:00 | 13:00 | 3 | 0.17 | Maintenance of DTC-2037
22.09.2020 | WEST | RR Nagar | W8 | UNIT-1 | BSK | F-1 | SRINAGAR | 10:00 | 13:00 | 3 | 0.15 | Maintenance of DTC-021
22.09.2020 | WEST | RR Nagar | W8 | UNIT-2 | PBN | F-12 | SHATRINAGAR | 10:00 | 13:00 | 3 | 0.16 | Maintenance of DTC-2085
23.09.202 | WEST | RR Nagar | W8 | UNIT-1 | BSK | F-23 | bandimakalamma temple road | 10:00 | 14:00 | 4 | 0.2 | Maintenance of DTC-024
23.09.2020 | WEST | RR Nagar | W8 | UNIT-2 | BSK | F-4 | VIDYAPEETA | 10:00 | 14:00 | 4 |  | Maintenance of DTC-2042
24.09.2020 | WEST | RR Nagar | W8 | UNIT-1 | National | F-8 | bull temple road | 10:00 | 13:00 | 3 | 0.16 | Maintenance of DTC-005
24.09.2020 | WEST | RR Nagar | W8 | UNIT-2 | BSK | F-09 | THYAGARAJANAGAR | 10:00 | 1:00PM | 3 | 0.5 | Maintenance of DTC-2067
25.09.2020 | WEST | RR Nagar | W8 | UNIT-1 | BSK | F-11 | maradi subbiah | 10:00 | 14:00 | 4 | 0.15 | Maintenance of DTC-028
25.09.2020 | WEST | RR Nagar | W8 | UNIT-2 | BSK | F-04 | VIDYAPEETA | 10:00 | 1:00 | 3 | 0.16 | Maintenance of DTC-2052
26.09.2020 | WEST | RR Nagar | W8 | HOLIDAY
27.09.2020 | WEST | RR Nagar | W8 | HOLIDAY
28.09.2020 | WEST | RR Nagar | W8 | UNIT-1 | BSK | F-8 | bull temple road | 10:00 | 14:00 | 4 | 0.2 | Maintenance of DTC-033
28.09.2020 | WEST | RR Nagar | W8 | UNIT-2 | BSK | F-16 | MOUNT JOY ROAD | 10:00 | 13:00 | 3 | 0.16 | Maintenance of DTC-2013
29.09.2020 | WEST | RR Nagar | W8 | UNIT-1 | BSK | F-21 | maruthi circle | 10:30 | 14:00 | 3.5 | 0.14 | Maintenance of DTC-034
29.09.2020 | WEST | RR Nagar | W8 | UNIT-2 | PBN | F-11 | TATA SILK FARM | 10:00 | 13:00 | 3 | 0.17 | Maintenance of DTC-2001
30.09.2020 | WEST | RR Nagar | W8 | UNIT-1 | BSK | F-11 | mount joy road | 10:00 | 13:00 | 3 | 0.16 | Maintenance of DTC-002
30.09.2020 | WEST | RR Nagar | W8 | UNIT-2 | F-12 | SHATRINAGAR | 10:00 | 13:00 | 3 | 0.16 | Maintenance of DTC-2061 | Maintenance of DTC-2019
2020-04-09 | WEST | RR Nagar | W2 | O&M 4 Chamarajpet | Victoria MUSS | F-14 Chamarajpet | 5th,6th,7th cross Chamarajpet | 9:00 | 15:30 | 6:30 | 0.22 | LTAB Cable work
2020-04-09 | WEST | RR Nagar | W2 | O&M 5 VV PURAM | National collage | F2 KR ROAD RMU-I I | VV PURAM BUGAL MUTT AREA, 1 X 500KVA DTC | 9:00 | 15:30 | 6:30 | 0.22 | LTAB Cable work
2020-05-09 | WEST | RR Nagar | W2 | O&M 4 Chamarajpet | Victoria MUSS | F-14 Chamarajpet | MD Block Chamarajpet | 9:00 | 15:30 | 6:30 | 0.22 | LTAB Cable work
2020-07-09 | WEST | RR Nagar | W2 | GANDHI BAZAAR O&M | NATIONAL COLLEGE | F5 COOL CORNER RMU | KARIYAPPA ROAD | 10:30 | 13:30 | 3:00 | 0.22 | PREVENTIVE MAINTENANCE
2020-07-09 | WEST | RR Nagar | W2 | O&M 4 Chamarajpet | Victoria MUSS | F-14 Chamarajpet | Anandpuram DTC 049 ,1X250 KVA | 9:00 | 15:30 | 6:30 | 0.22 | LTAB Cable work
2020-08-09 | WEST | RR Nagar | W2 | O&M 4 Chamarajpet | Victoria MUSS | F-14 Chamarajpet | Anandpuram DTC 050 ,1X250 KVA | 9:00 | 15:30 | 6:30 | 0.22 | LTAB Cable work
2020-08-09 | WEST | RR Nagar | W2 | GANDHI BAZAAR O&M | NATIONAL COLLEGE | F5 COOL CORNER RMU | MMV TC (NEAR GARAGE) GOVIDAPPA ROAD, KRISHNA ROAD, H B SAMAJA ROAD | 10:30 | 13:30 | 3:00 | 0.45 | PREVENTIVE MAINTENANCE
2020-09-09 | WEST | RR Nagar | W2 | O&M 4 Chamarajpet | Victoria MUSS | F-14 Chamarajpet | Anandpuram DTC 100 ,1X250 KVA | 9:00 | 15:30 | 6:30 | 0.22 | LTAB Cable work
2020-10-09 | WEST | RR Nagar | W2 | O&M 4 Chamarajpet | Victoria MUSS | F-14 Chamarajpet | Tippunagar DTC 019, 1X250 KVA | 9:00 | 15:30 | 6:30 | 0.22 | LTAB Cable work
2020-11-09 | WEST | RR Nagar | W2 | GANDHI BAZAAR O&M | NATIONAL COLLEGE | F5 COOL CORNER RMU | GAJALAKSHMI GOVIDAPPA ROAD, KRISHNA ROAD, H B SAMAJA ROAD | 10:30 | 13:30 | 3:00 | 0.22 | PREVENTIVE MAINTENANCE
2020-11-09 | WEST | RR Nagar | W2 | O&M 4 Chamarajpet | Victoria MUSS | F-14 Chamarajpet | MD Block Chamarajpet | 9:00 | 15:30 | 6:30 | 0.22 | LTAB Cable work
14/09/2020 | WEST | RR Nagar | W2 | GANDHI BAZAAR O&M | NATIONAL COLLEGE | F 10 GANDHIBAZAAR | NAGARAJ WAT STREET | 10:30 | 13:30 | 3:00 | 0.22 | PREVENTIVE MAINTENANCE
14-09-2020 | WEST | RR Nagar | W2 | O&M 4 Chamarajpet | Victoria MUSS | F-14 Chamarajpet | Anandpuram DTC 050 ,1X250 KVA LTAB Cable charging work | 9:00 | 15:30 | 6:30 | 0.22 | LTAB Cable work
15/09/2020 | WEST | RR Nagar | W2 | GANDHI BAZAAR O&M | NATIONAL COLLEGE | F 10 GANDHIBAZAAR | DATTATREYA ROAD, BULL TEMPLE ROAD, GANDHIBAZAR MAIN ROAD | 10:30 | 13:30 | 3:00 | 0.45 | PREVENTIVE MAINTENANCE
16-09-2020 | WEST | RR Nagar | W2 | O&M 4 Chamarajpet | Victoria MUSS | F-14 Chamarajpet | Anandpuram DTC 049 ,1X250 KVA LTAB Cable charging work | 9:00 | 15:30 | 6:30 | 0.22 | LTAB Cable work
18-09-2020 | WEST | RR Nagar | W2 | O&M 4 Chamarajpet | Victoria MUSS | F-14 Chamarajpet | Anandpuram DTC 100 ,1X250 KVA LTAB Cable charging work | 9:00 | 15:30 | 6:30 | 0.22 | LTAB Cable work
21/09/2020 | WEST | RR Nagar | W2 | GANDHI BAZAAR O&M | NIMHANS | F9 MOSQUE | RAYAL APPARTMENT RANOJI RAO ROAD, CHURCH ROAD | 10:30 | 13:30 | 3:00 | 0.45 | PREVENTIVE MAINTENANCE
23/09/2020 | WEST | RR Nagar | W2 | GANDHI BAZAAR O&M | NIMHANS | F10 TEACHERS COLLEGE | JADHAVR V ROAD, MOSQUE ROAD | 10:30 | 13:30 | 3:00 | 0.22 | PREVENTIVE MAINTENANCE
25/09/2020 | WEST | RR Nagar | W2 | GANDHI BAZAAR O&M | NIMHANS | F9 MOSQUE | KASIM, SRI RAMA MANDIR ROAD, R V ROAD | 10:30 | 13:30 | 3:00 | 0.22 | PREVENTIVE MAINTENANCE
28/09/2020 | WEST | RR Nagar | W2 | GANDHI BAZAAR O&M | NATIONAL COLLEGE | F 11 POLICE STATION | SURANA, SOUTH END ROAD | 10:30 | 13:30 | 3:00 | 0.22 | PREVENTIVE MAINTENANCE
5.09.2020 | west | Rajajinagar | N6 | o&m2 | 66/11kV Byadarahalli | VF4 Shiva farm | Shiva Farm, Vrushabavati nagara, Vinayakanagara, Channigappa Layout, Kamakshipalya | 11:00 | 12:00 | 2 | 1MW | DTC-304 CAPEX WORK Hazardous 2pole to single pole conversion
05.09.2020 | BCW | Rajajinagar | N10 | Kalyananagar | CHANDRA LAYOUT_66 | F02-MUDALAPALYA | BDA Layout, Kalyananagar | 09:00Hrs | 10:00Hrs | 1 Hrs | 0.5MW | Scheduled for maintainance of LT Network
06.09.2020 | WEST | Rajajinagar | N3 | O&M-7 | VIJAYNAGAR_66 | F13-NGOS-COLONY-KAMALANAGAR | 1st, 2nd Stg BEML L/Out, MV Garden, NGO's Colony, Chandra Nagar, Kaveri Nagar, Kumvempu Ranga Mandira, BEML L/Out | 10:00 | 14:00 | 4:00 |  | 11KV tree trimming works & Maintains work
6.09.2020 | west | Rajajinagar | N6 | o&m-1 | 66/11kV Byadarahalli | ByF10 Nadakerappa Indst | Byraweshwara Indst estate, Mayur nagar, Shivananda Nagar, Muneshwara Layout,Andarahalli main road, Narayanappa thoota | 10:00 | 12:00 | 2 | 1MW | Link line work
6.09.2020 | BCW | Rajajinagar | N8 | NAGARABHAVI | VIJAYNAGAR_66 | F-14-Binny Layout | Papareddy palya,Kengunte,mallthahally | 1:00 | 3:00 | 2 | 1MW | General DTC maintenance and tree trimming
07.09.2020 | BCW | Rajajinagar | N10 | Pattegar Palya | VIJAYNAGAR_66 | F11-SELVEM-INDUSTRIAL-ESTATE | KAMAKSHIPALYA | 10:30Hrs | 11:30Hrs | 1 Hrs | 0.4MW | Scheduled for maintainance of LT Network
09.09.2020 | BCW | Rajajinagar | N10 | Kalyananagar | CHANDRA LAYOUT_66 | F06-SKYLINE-APARTMENT | BYRAWESHWARA NAGAR | 10:30Hrs | 11:30Hrs | 1 Hrs | 0.3MW | Scheduled for maintainance of LT Network
09.09.2020 | WEST | Rajajinagar | N3 | O&M-9 | VIJAYNAGAR_66 | F09-A-D-HALLI | Siddaiah Puranika Road Papaiah Garden KHB Colony, KHB Colony, Magadimain road , Part of A.D.halli. | 10:00 | 15:00 | 5:00 |  | 11KV tree trimming work & Maintains work
10.09.2020 | BCW | Rajajinagar | N10 | Pattegar Palya | VIJAYNAGAR_66 | F08-PRASHANTHNAGAR | SAMPIGE LAYOUT, 9TH | 10:30Hrs | 11:30Hrs | 1 Hrs | 0.2MW | Scheduled for maintainance of LT Network
11.09.2020 | BCW | Rajajinagar | N8 | NILL
12.09.2020 | west | Rajajinagar | N6 | o&m2 | 66/11kV Byadarahalli | ByF2 Upkar Layout | Sanjeevini nagara, OM Shakti temple,Byadarahalli Industrial estate, Nagarahole nagara | 11:00 | 1:00 | 2 | 0.5MW | DTC-259 CAPEX WORK Hazardous 2pole to single pole conversion
12.09.2020 | BCW | Rajajinagar | N8 | SG KAVAL | BYDRAHALLI_66 | F-08-ANNAPORNESHWARINAGAR | D Group Layout, Part of Heath and Family Layout and part of RHBCS layout, MPM Layout, RHBCS Ist and 2nd Stage, Hanumanthanagar, Kebehalla. | 11:00 | 2:00 | 3 | 01MW | GOS Maintenance and Tree trimming
13.09.2020 | BCW | Rajajinagar | N2 | O&M-4 | NRS | F15-HOSAHALLY-W/S | Manuvana ,Vijaynagar upto 7th main | 11:00 | 14:00 | 3:00 | 1.9 | General DTC maintenance and tree trimming,G.O.S maintenance and renewal of jumps, lead change
13.09.2020 | west | Rajajinagar | N6 | o&m1 | 66/11kV Vijayanagar | VF7 Kamakshipalya | Kamakshipalya, Meenakshinagara, Astagrama Layout, Meenakshinagara, Sannakki bailu, Marutinagara | 12:00 | 2:00 | 2 | .25MW | Replacement of damaged deterioted pole
14.09.2020 | BCW | Rajajinagar | N2 | O&M-5 | Chandra layout | F6-SKY LINE APARTMENT | Sky line appart, Nanjarasappa L/O ,Canara Bank Colony, HBS L/O, Chandra L/O | 11:00 | 14:00 | 3:00 | 2 | General DTC maintenance and tree trimming,G.O.S maintenance and renewal of jumps, lead change
14.09.2020 | BCW | Rajajinagar | N10 | Kalyananagar | CHANDRA LAYOUT_66 | F10-BEL-LAYOUT | COCONUT GARDEN | 10:30Hrs | 11:30Hrs | 1 Hrs | 0.5MW | Scheduled for maintainance of LT Network
16.09.2020 | BCW | Rajajinagar | N10 | Pattegar Palya | VIJAYNAGAR_66 | F15-PETECHANNAPPA-IND.ESTATE | K.C.G ESTATE | 10:30Hrs | 11:30Hrs | 1 Hrs | 0.5MW | Scheduled for maintainance of LT Network
19/09/2020 | WEST | Rajajinagar | N3 | O&M-7 | VIJAYNAGAR_66 | F05-BASAVESHWARA-NAGAR | S.G.Hally, SBI Staff Colony, 10th Main, B’Nagar, Havanoor Circle, , 3rd & 4th Block, B’Nagar, J.C.Nagar, M’Nagar.Teacher's Colony, NHCS L/Out, Shakthi GanapatiNagar | 10:00 | 15:00 | 5:00 |  | 11KV tree trimming works & Maintains work
19.09.2020 | west | Rajajinagar | N6 | o&m2 | 66/11kV Byadarahalli | ByF10 Nadakerappa Indst | Byraweshwara Indst estate, Mayur nagar, Shivananda Nagar, Muneshwara Layout,Andarahalli main road, Narayanappa thoota | 10:00 | 12:00 | 2 | 1MW | DTC-177 CAPEX WORK Hazardous 2pole to single pole conversion
20.09.2020 | west | Rajajinagar | N6 | o&m1 | 66/11kV Brindawana | F6 Hegganahalli | Heganahalli govt school sorroundings, KTG college road, | 11:00 | 13:00 | 2 | 1MW | GOS Maintenance and Tree trimming
20.09.2020 | BCW | Rajajinagar | N8 | NAGARABHAVI | CHANDRA LAYOUT_66 | F-09-Mallathahally | NGEF Layout, Nagarbhavi Part of Vinayaka Layout, BDA 13 &14th Block, Kengunte, ITI Layout, Mallathahally, Ullal Road, Govt. Press Layout, Gavipuram Layout, NGEF Layout Part,papareddypalya. | 11:00 | 2:00 | 3 | 1.5MW | General DTC maintenance and tree trimming
21.09.2020 | BCW | Rajajinagar | NIL
24.09.2020 | BCW | Rajajinagar | N8 | NAGARABHAVI | CHANDRA LAYOUT_66 | F-07-Nagarbhavi | Vinayaka Layout at Nagarbhavi 2nd Stage, Nagarbhavi Village, Nagarbhavi 2nd stage 9th & 10th & 11th Block part, Malagala, Kottegepalya, Industrial Area part of 2nd and 6th block Nagarbhavi | 1:00 | 3:00 | 2 | 0.5MW | GOS Maintenance and Tree trimming
26.09.2020 | west | Rajajinagar | N6 | o&m2 | 66/11kV Srigandadakavalu | SF7 Hegganahalli | Hegganahalli, Sanjeevini nagara, Neelakanteshwara temple | 1:00 | 2:00 | 1 | 1MW | Tree Trimming
26.09.2020 | BCW | Rajajinagar | N8 | MALLATHALLI | SIRMV_LAYOUT_66 | F-01-Govt.Press Layout | Gavipuram Layout, Gnanaganganagar, Gnanajyothinagar, Muneshwara Nagar, Railway Layout, Ullal Main Road, NGEF Layout, Mallathahally Village, Vishveswaraiah Layout 9th Block, Balaji Layout, Samyuktha Karnataka Layout, Kengunte Circle, Mallathahally. | 11:00 | 2:00 | 3 | 2MW | GOS Maintenance and Tree trimming
27.09.2020 | west | Rajajinagar | N6 | o&m1 | 66/11kV Byadarahalli | ByF9 Shankrappa industrial estate | Shankrappa Ind estate, Mutturai swamy layout, Srinivasnagara, Karimsab layout | 11:00 | 2:00 | 3 | 2MW | GOS Maintenance and Tree trimming
27.09.2020 | BCW | Rajajinagar | N8 | NAGARABHAVI | VIJAYNAGAR_66 | F-03-Nagarbhavi | 1st Block,2nd Block,3rd Block,5th Block,6th Block,7th Block , 8th Block & 11th Block of Nagarbhavi. | 1:00 | 5:00 | 4 | .25MW | DTC Centre Augmentation (double pole to Single pole converstion work )
01.9.2020 | West | Kengeri | K1 | Kengeri | RR NGR | F3BWSSB | Mookambikanagar,vijayashreelayout,mylasandra circle | 10:30 | 11:30 | 1:00 | 3 | Tree trimming
01.09.2020 | West | Kengeri | K4 | Anjanagara | SIR MV | F10 | S.M.V.6TH-BLACK | 10:00 | 12:00 | 2:00 |  | GOS Maintenances
01.09.2020 | West | Kengeri | K4 | RR Layout | SIR.M.V | F5 | Sonnenhalli BDA | 10:00 | 12:00 | 2:00 |  | GOS Maintenances
01.09.2020 | West | Kengeri | K3 | Kaggalipura | Somanahally MUSS | F-01 | Nettigere Village | 10:30 | 12:30 | 2:00 |  | Jump Replacement
02.09.2020 | West | Kengeri | K1 | Kengeri | RR NGR | F4B.D.A.6th Stage | tirucchi swamigal road, BSK 3rd blok, 4th,5th,11th block, sweethomes circle,uttarahalli road,reflex layout,omkar layout | 10:30 | 12:00 | 1:30 | 3.87 | Tree trimming,GOS maintenance
02.09.2020 | West | Kengeri | K1 | Kumbalagudu | Kumbalagudu | F05-GONIPURA | GOLLAHALLI, GONIPURA SEEGEHALLI , THIPPURU LINGAPURA | 10:00 | 12:00 | 2:00 | 1.9 | TREE TRIMMING
02.09.2020 | West | Kengeri | K1 | Ramohalli | BANDEMUTTA | F3 | Ramohalli village, Kumbalagodu 2nd phase | 11:00 | 14:00 | 3:00 | 1.5MW/ 90A | Tree brances trimming, GOS Refurbishment
02.09.2020 | West | Kengeri | K3 | Kaggalipura | Somanahally MUSS | F-02 | Pattareddy Palya | 10:00 | 12:00 | 2:00 |  | TC GOS maintenances
02.09.2020 | West | Kengeri | K4 | Anjanagara | SIR MV | F11 | SMV 5TH BLOCK | 10:00 | 12:00 | 2:00 |  | Tree Trimming
02.09.2020 | West | Kengeri | K4 | RR Layout | SIR.M.V | F2 | Maruthinagar | 10:00 | 12:00 | 2:00 |  | Tree Trimming
03.09.2020 | West | Kengeri | K1 | Kengeri | RR NGR | F5 KENGERI | kodipalya village,BSK 6th 7th 8th 9th 10th stage,hemmigepura, H Gollahalli | 10:30 | 12:00 | 1:30 | 3 | Tree trimming,GOS maintenance
03.09.2020 | West | Kengeri | K1 | Kumbalagudu | Kumbalagudu | F07-DEVIKIRAN | DEVIKIRAN FACTORY, VISHWAS FACTORY | 10:00 | 12:00 | 2:00 | 1.5 | TREE TRIMMING
03.09.2020 | West | Kengeri | K3 | Kaggalipura | Somanahally MUSS | F-03 | Vasudevapura Village | 10:00 | 12:00 | 2:00 |  | Tree Trimming
03.09.2020 | West | Kengeri | K3 | Kaggalipura | Somanahally MUSS | F-04 | Somanahally Gate | 9:30 | 11:30 | 2:00 |  | GOS maintenances
03.09.2020 | West | Kengeri | K4 | Anjanagara | SIR MV | F12 | S.M.V.LAYOUT | 10:00 | 12:00 | 2:00 |  | Tree Trimming
03.09.2020 | West | Kengeri | K4 | KST | BANDEMUTTA MUSS | F4 AND F8 | HOYSALA CIRCLE, MTS LAYOUT AND SUNCITY | 10:30 | 2:30 | 4:00 |  | INDOOR POT HEAD REPLACEMENT AND GOS MAINTANCE
03.09.2020 | West | Kengeri | K4 | RR Layout | SIR.M.V | F3 | Dubasipalya | 10:00 | 12:00 | 2:00 |  | Tree Trimming
04.09.2020 | West | Kengeri | K4 | Anjanagara | SIR MV | F13 | SMV 6TH BLOCK | 10:30 | 12:30 | 2:00 |  | GOS Maintenances
04.09.2020 | West | Kengeri | K4 | KST | BANDEMUTTA MUSS | F7 | RABIN TENT | 10:30 | 11:30 | 1:00 |  | TREE TRIMMING
04.09.2020 | West | Kengeri | K4 | RR Layout | SIR.M.V | F4 | chikkabasthi | 10:30 | 12:30 | 2:00 |  | GOS Maintenances
05.09.2020 | West | Kengeri | K1 | Kengeri | RR NGR | F9PATTANAGERE | krishnagarden, BHEL layout south side, concord layout, BEML 7th stage, BGS hospital | 10:30 | 12:00 | 1:30 | 3.53 | Tree trimming,GOS maintenance
05.09.2020 | West | Kengeri | K1 | Kumbalagudu | Kumbalagudu | F10-KAMBIPURA-/-KENGERI | ANCHE[PALYA , KUMBALAGODU. DODDABELE, /BASAVAGANGOTRI | 10:00 | 12:00 | 2:00 | 2.1 | TREE TRIMMING
05.09.2020 | West | Kengeri | K1 | Ramohalli | Kumbalagudu | F4 | Vinayakanagara, Bheemanakuppe village, Benchakal gudde | 11:00 | 14:00 | 3:00 | 0.75MW / 45A | Tree brances trimming, GOS Refurbishment
05.09.2020 | West | Kengeri | K3 | Kaggalipura | Somanahally MUSS | F-08 | Thattaguppe Village | 09:30 | 12:00 | 2:30 |  | Tree Trimming
05.09.2020 | West | Kengeri | K4 | Anjanagara | SIR MV | F08 | RAILWAY LAYOUT | 9:30 | 10:30 | 1:00 |  | Tree Trimming
05.09.2020 | West | Kengeri | K4 | RR Layout | SIR.M.V | F5 | GAVIPURAM LO 1 | 9:30 | 10:30 | 1:00 |  | TC GOS maintenances
06.9.2020 | West | Kengeri | K1 | Kengeri | RR NGR | F10GLOBAL VILLAGE | Global tech park,pattanagere | 10:30 | 12:00 | 1:30 | 4 | Tree trimming,GOS maintenance
06.9.2020 | West | Kengeri | K1 | Kumbalagudu | Kumbalagudu | F03-BIDADI RURAL | KANIMINIKE , KANIMINIKE COLONY, PEPSI ROAD KUMBALAGODU, HOSAPALYA | 10:00 | 12:00 | 2:00 | 1.9 | TREE TRIMMING
07.09.2020 | West | Kengeri | K1 | Ramohalli | BANDEMUTTA | F5 | Bettanapalya, challeghatta, Hosapalya, Hosa byrohalli, Hale byrohalli, Hunasemaradapalya | 11:00 | 14:00 | 3:00 | 0.5MW / 30A | Tree brances trimming, GOS Refurbishment
07.09.2020 | West | Kengeri | K3 | Kaggalipura | Somanahally MUSS | F-09 | ThokathimmanaDoddy Village | 10:00 | 11:00 | 1:00 |  | Tree Trimming
07.09.2020 | West | Kengeri | K4 | Anjanagara | KODIGEHALLI | F04 | KODIGEHALLI | 10:00 | 12:00 | 2:00 |  | GOS Maintenances
07.09.2020 | West | Kengeri | K4 | KST | BANDEMUTTA MUSS | F4 | GANESH TEMPLE | 10:30 | 12:00 | 1:30 |  | TREE TRIMMING
07.09.2020 | West | Kengeri | K4 | RR Layout | SIR.M.V | F2 | Sir.M.V.4th block | 10:00 | 12:00 | 2:00 |  | GOS Maintenances
08.09.2020 | West | Kengeri | K1 | Kengeri | VRBVTHI | F12R.V.COLLEGE | Mysore road rv college | 10:30 | 12:00 | 1:30 | 2.8 | Tree trimming,GOS maintenance
08.09.2020 | West | Kengeri | K1 | Kumbalagudu | Kumbalagudu | F06-BYROHALLI | KSSIDC, KUMBALAGODU , OLD POLICE STATION ROAD KUMBALAGODU | 10:00 | 12:00 | 2:00 | 1.7 | TREE TRIMMING
08.09.2020 | West | Kengeri | K3 | Kaggalipura | Somanahally MUSS | F-11 & F-12 | Concord Villas | 10:00 | 12:00 | 2:00 |  | GOS maintenances
08.09.2020 | West | Kengeri | K4 | Anjanagara | KODIGEHALLI | F05 | SEEGEHALLI | 10:00 | 11:00 | 1:00 |  | Cable Fault
08.09.2020 | West | Kengeri | K4 | KST | SIR MV STATION | F15 | BHAGIRATHI LAYOUT | 10:30 | 12:30 | 2:00 |  | TREE TRIMMING
08.09.2020 | West | Kengeri | K3 | Agara | Brigade Meadows MUSS | F-01 | Brigade Appartment | 10:00 | 11:00 | 1:00 |  | Transformer Yard Cleaning
09.09.2020 | West | Kengeri | K4 | Anjanagara | BYDRAHALLI | F06 | BALAJI LAYOUT | 9:30 | 10:30 | 1:00 |  | TC GOS maintenances
09.09.2020 | West | Kengeri | K4 | RR Layout | SIR.M.V | F2 | Sir.M.V.3rd block | 9:30 | 10:30 | 1:00 |  | TC GOS maintenances
10.9.2020 | West | Kengeri | K1 | Kengeri | VRBVTHI | F14 BDA Kailash | BDA apartment | 10:30 | 12:00 | 1:30 | 0.5 | GOS maitnanance, Tree trimming
10.9.2020 | West | Kengeri | K1 | Kumbalagudu | Kumbalagudu | F09-BGS-INTERNATIONAL | B M KAVAL. GANGASANDRA,FATHER THOTA, PATELAMMA DODDI | 10:00 | 12:00 | 2:00 | 1.6 | TREE TRIMMING
10.9.2020 | West | Kengeri | K1 | Ramohalli | BANDEMUTTA | F10 | Kommaghatta village, Sulikere, Veerabhadra nagara, Aradya layout, Hosakere, Bengaluraiah circle, Maragondanahalli, | 11:00 | 14:00 | 3:00 | 1.5MW/ 90A | Tree brances trimming, GOS Refurbishment
10.9.2020 | West | Kengeri | K3 | Agara | Brigade Meadows MUSS | F-03 | Brigade Appartment | 10:00 | 11:00 | 1:00 |  | Transformer Yard Cleaning
10.09.2020 | West | Kengeri | K4 | Anjanagara | SIR MV | F08 | RAILWAY LAYOUT | 10:00 | 11:00 | 1:00 |  | Jump replacment
10.09.2020 | West | Kengeri | K4 | RR Layout | SIR.M.V | F4 | Maruthinagar 2ndblock | 10:00 | 11:00 | 1:00 |  | Jump replacment
11.09.2020 | West | Kengeri | K3 | Agara | Brigade Meadows MUSS | F-04 | Brigade Appartment | 10:00 | 11:00 | 1:00 |  | Cleaning of HT & LT Bushing
11.09.2020 | West | Kengeri | K4 | Anjanagara | SIR MV | F10 | S.M.V.6TH-BLACK | 10:00 | 1:00 | 3:00 |  | Tree Trimming
11.09.2020 | West | Kengeri | K4 | KST | BANDEMUTTA MUSS | F1 & F4 | SUNCITY AND KHB CENTRE BLOCK | 10:00 | 12:30 | 2:30 |  | TREE TRIMMING AND GOS MAINTANCE
11.09.2020 | West | Kengeri | K4 | RR Layout | SIR.M.V | F6 | KCHS layout | 10:00 | 1:00 | 3:00 |  | Tree Trimming
12.9.2020 | West | Kengeri | K1 | Kengeri | VRBVTHI | F15F-15 BDA-2 GANGA | Kengeri village,BDA apartment | 10:30 | 12:00 | 1:30 | 3.6 | Tree trimming,GOS maintenance
12.09.2020 | West | Kengeri | K2 | Herohalli | Byadrahalli | F5-BIYRAVESHARA.I.E | Bhyraveshwara Indl Estate and surrounding areas | 10:00 | 16:00 | 6:00 | 5 | Feeder Maintenance Works
13.09.2020 | West | Kengeri | K2 | Andrahalli | N G Halli | F8-Kariobanahalli | Andrahalli Main Road, K O Halli Siddratha School Road, | 10:00 | 16:00 | 6:00 | 5 | Feeder Maintenance Works
14.9.2020 | West | Kengeri | K1 | Kumbalagudu | Kumbalagudu | F11-KIADB-ST-PHASE | KARUBELE, KAMBIPURA, GUDIMAVU VILLAGE, THAGAGHAGUPPE | 10:00 | 12:00 | 2:00 | 3.1 | TREE TRIMMING
14.9.2020 | West | Kengeri | K3 | Agara | Brigade Meadows MUSS | F-05 | Thataguni Village | 10:00 | 12:00 | 2:00 |  | Replacement of LT Leads
14.09.2020 | West | Kengeri | K4 | Anjanagara | SIR MV | F10 | S.M.V.6TH-BLACK | 9:30 | 10:30 | 1:00 |  | Tree Trimming
14.09.2020 | West | Kengeri | K4 | KST | BANDEMUTTA MUSS | F6 | SHIRKE KHB | 10:30 | 1:00 | 3:00 |  | GOS MAINTANCE
14.09.2020 | West | Kengeri | K4 | RR Layout | SIR.M.V | F6 | RR L/O APPT NEAR SMASHANA | 9:30 | 10:30 | 1:00 |  | Tree Trimming
15.9.2020 | West | Kengeri | K1 | Kengeri | Kumbalagudu | F2KENGERI TOWN | babasahebara palya | 10:30 | 12:00 | 1:30 | 0.6 | Tree trimming,GOS maintenance
15.9.2020 | West | Kengeri | K1 | Ramohalli | SIR MV | F7 | Ramasandra village, Dhananayakanahalli, Gayatri layout, Kannika layout, Kenchanapura, Sir.M.V. Layout 2nd block, | 11:00 | 14:00 | 3:00 | 0.75MW / 45A | Tree brances trimming, GOS Refurbishment
15.9.2020 | West | Kengeri | K3 | Agara | Brigade Meadows MUSS | F-07 | Banjarapalya Village | 9:00 | 10:30 | 1:30 |  | TC GOS maintenances
15.09.2020 | West | Kengeri | K4 | Anjanagara | SIR MV | F11 | SMV 5TH BLOCK | 10:00 | 11:00 | 1:00 |  | GOS Maintenances
15.09.2020 | West | Kengeri | K4 | RR Layout | SIR.M.V | F5 | Bhuvaneshwarinagar | 10:00 | 11:00 | 1:00 |  | GOS Maintenances
16.9.2020 | West | Kengeri | K1 | Kumbalagudu | Kumbalagudu | F12-KIADB-2ND-PHASE | KUMBALAGODU , MANYA ESTATE KUMABALGODU | 10:00 | 12:00 | 2:00 | 2.5 | TREE TRIMMING
16.9.2020 | West | Kengeri | K3 | Agara | Brigade Meadows MUSS | F-08 | Uttari Village | 10:00 | 11:30 | 1:30 |  | GOS Maintenances
16.09.2020 | West | Kengeri | K4 | Anjanagara | SIR MV | F12 | S.M.V.LAYOUT | 10:00 | 12:30 | 2:30 |  | GOS Maintenances
16.09.2020 | West | Kengeri | K4 | KST | BANDEMUTTA MUSS | F8 | MTS LAYOUT, 1ST MAIN ROAD | 10:30 | 1:30 | 3:00 |  | GOS MAINTANCE AND TREE TRIMMING
16.09.2020 | West | Kengeri | K4 | RR Layout | SIR.M.V | F3 | IB layout | 10:00 | 12:30 | 2:30 |  | GOS Maintenances
17.9.2020 | West | Kengeri | K1 | Kumbalagudu | VENKATAPURA_66 | F03- PROVIDENT | PROVIDENT APPRTMENTS | 1:00 | 2:00 | 1:00 |  | GOS REPAIR & JUMP REPLACEMENT
17.9.2020 | West | Kengeri | K3 | Agara | Brigade Meadows MUSS | F-09 | B Parvathi DTC | 9:00 | 10:00 | 1:00 |  | Tree Trimming
18.9.2020 | West | Kengeri | K1 | Kengeri | RR NGR | F4B.D.A.6th Stage | tirucchi swamigal road, BSK 3rd blok, 4th,5th,11th block, sweethomes circle,uttarahalli road,reflex layout,omkar layout | 10:00 | 4:00 | 6:00 | 3.87 | Tree trimming,GOS maintenance
18.9.2020 | West | Kengeri | K1 | Kumbalagudu | VENKATAPURA_66 | F04- PROVIDENT | PROVIDENT APPRTMENTS | 1:00 | 2:00 | 1:00 |  | GOS REPAIR & JUMP REPLACEMENT
18.9.2020 | West | Kengeri | K1 | Ramohalli | BANDEMUTTA | F3 | Ramohalli village, Kumbalagodu 2nd phase | 11:00 | 14:00 | 3:00 | 1.5MW/ 90A | feeder maintanance
18.9.2020 | West | Kengeri | K3 | Agara | Brigade Meadows MUSS | F-10 | Brigade Appartment | 10:00 | 11:00 | 1:00 |  | Maintenance of lugs in the transformer
18.09.2020 | West | Kengeri | K4 | Anjanagara | SIR MV | F11 | SMV 5TH BLOCK | 10:00 | 12:00 | 2:00 |  | GOS Maintenances
18.09.2020 | West | Kengeri | K4 | RR Layout | SIR.M.V | F5 | Jnanabarthi 2ndBlock | 10:00 | 12:00 | 2:00 |  | GOS Maintenances
19.09.2020 | West | Kengeri | K3 | Agara | Brigade Meadows MUSS | F-11 | Brigade Appartment | 10:00 | 11:00 | 1:00 |  | Maintenance of lugs in the transformer
19.09.2020 | West | Kengeri | K4 | Anjanagara | SIR MV | F12 | S.M.V.LAYOUT | 9:30 | 10:30 | 1:00 |  | TC GOS maintenances
19.09.2020 | West | Kengeri | K4 | KST | BANDEMUTTA MUSS | F7 | 3RD MAIN ROAD 4TH MAIN ROAD VINAYAKA NAGARA | 10:00 | 12:30 | 2:30 |  | TREE TRIMMING
19.09.2020 | West | Kengeri | K4 | RR Layout | SIR.M.V | F2 | Doddabasthi | 9:30 | 10:30 | 1:00 |  | TC GOS maintenances
20.9.2020 | West | Kengeri | K1 | Kumbalagudu | VENKATAPURA_66 | F05- RAJARAJESHWARI HOSPITAL | RAJARAJESWARI HOSPITAL, DODDABELE VILLAGE | 1:00 | 2:00 | 1:00 |  | GOS REPAIR & JUMP REPLACEMENT
20.9.2020 | West | Kengeri | K1 | Kumbalagudu | VENKATAPURA_66 | F07- PROVIDENT | PROVIDENT APPRTMENTS | 1:00 | 2:00 | 1:00 |  | GOS REPAIR & JUMP REPLACEMENT
21.9.2020 | West | Kengeri | K1 | Kengeri | RR NGR | F9PATTANAGERE | krishnagarden, BHEL layout south side, concord layout, BEML 7th stage, BGS hospital | 10:00 | 4:00 | 6:00 | 3.53 | feeder maintanance
21.9.2020 | West | Kengeri | K1 | Ramohalli | Kumbalagudu | F4 | Vinayakanagara, Bheemanakuppe village, Benchakal gudde | 11:00 | 14:00 | 3:00 | 0.75MW / 45A | feeder maintanance
21.9.2020 | West | Kengeri | K3 | Kaggalipura | Somanahally MUSS | F-01 | Ravugodlu Village | 9:00 | 12:00 | 3:00 |  | Tree Trimming
21.09.2020 | West | Kengeri | K4 | Anjanagara | KODIGEHALLI | F05 | SEEGEHALLI | 9:30 | 12:30 | 3:00 |  | GOS Maintenances
21.09.2020 | West | Kengeri | K4 | RR Layout | SIR.M.V | F6 | Updaya layout | 9:30 | 12:30 | 3:00 |  | GOS Maintenances
22.09.2020 | West | Kengeri | K3 | Kaggalipura | Somanahally MUSS | F-02 | Nowkalpalya Village | 10:00 | 12:00 | 2:00 |  | Tree Trimming
22.09.2020 | West | Kengeri | K4 | Anjanagara | KODIGEHALLI | F04 | KODIGEHALLI | 10:00 | 12:00 | 2:00 |  | Tree Trimming
22.09.2020 | West | Kengeri | K4 | KST | BANDEMUTTA MUSS | F6 | 6TH MAIN ROAD | 10:00 | 12:00 | 2:00 |  | TREE TRIMMING
22.09.2020 | West | Kengeri | K4 | RR Layout | SIR.M.V | F6 | Jagajoythilayout | 10:00 | 12:00 | 2:00 |  | Tree Trimming
23.09.2020 | West | Kengeri | K3 | Kaggalipura | Somanahally MUSS | F-03 | Tharalu estate | 10:00 | 12:00 | 2:00 |  | GOS Maintenances
23.09.2020 | West | Kengeri | K4 | Anjanagara | BYDRAHALLI | F06 | BALAJI LAYOUT | 10:00 | 11:30 | 1:30 |  | GOS Maintenances
23.09.2020 | West | Kengeri | K4 | KST | BANDEMUTTA MUSS | F11 | APPORVA LAYOUT AND BANDEMUTTA | 10:00 | 1:00 | 3:00 |  | GOS MAINTANCE AND TREE TRIMMING
23.09.2020 | West | Kengeri | K4 | RR Layout | SIR.M.V | F3 | KCHS layout | 10:00 | 11:30 | 1:30 |  | GOS Maintenances
24.9.2020 | West | Kengeri | K1 | Kengeri | VRBVTHI | F15F-15 BDA-2 GANGA | Kengeri village,BDA apartment | 10:30 | 4:00 | 6:00 | 3.6 | feeder maintanance
24.9.2020 | West | Kengeri | K3 | Agara | Brigade Meadows MUSS | F-05 | Vaderahally Village | 10:30 | 11:30 | 1:00 |  | Tree Trimming
24.09.2020 | West | Kengeri | K4 | Anjanagara | KODIGEHALLI | F05 | SEEGEHALLI | 9:30 | 10:30 | 1:00 |  | TC GOS maintenances
24.09.2020 | West | Kengeri | K4 | RR Layout | SIR.M.V | F5 | Sir.M.V.3rd block | 9:30 | 10:30 | 1:00 |  | TC GOS maintenances
25.9.2020 | West | Kengeri | K1 | Kengeri | Kumbalagudu | F2KENGERI TOWN | babasahebara palya | 10:30 | 4:00 | 6:00 | 0.6 | feeder maintanance
25.9.2020 | West | Kengeri | K1 | Ramohalli | BANDEMUTTA | F5 | Bettanapalya, challeghatta, Hosapalya, Hosa byrohalli, Hale byrohalli, Hunasemaradapalya | 11:00 | 14:00 | 3:00 | 0.5MW / 30A | feeder maintanance
25.9.2020 | West | Kengeri | K3 | Agara | Brigade Meadows MUSS | F-07 | Agara Village | 10:00 | 12:00 | 2:00 |  | Tree Trimming
25.09.2020 | West | Kengeri | K4 | Anjanagara | SIR MV | F11 | SMV 5TH BLOCK | 10:00 | 11:00 | 1:00 |  | Jump replacment
25.09.2020 | West | Kengeri | K4 | KST | BANDEMUTTA MUSS | F8 AND F11 | HOYSALA CIRCLE, MTS LAYOUT AND MAHAVEER HOMES BANDEMUTTA | 10:00 | 1:00 | 3:00 |  | 1ST BIT GOS MAINTANCE
25.09.2020 | West | Kengeri | K4 | RR Layout | SIR.M.V | F4 | Maruthinagar 2ndblock | 10:00 | 11:00 | 1:00 |  | Jump replacment
26.09.2020 | West | Kengeri | K2 | Andrahalli | N G Halli | F7-Kariobanahalli | Andrahalli, Navilunagara, Chakranagara, | 10:00 | 16:00 | 6:00 | 5 | Feeder Maintenance Works
27.9.2020 | West | Kengeri | K1 | Kumbalagudu | HEJJALA_66 | F11-KHB HAMPAPURA-1 | HAMPAPURA VILLAGE KHB LAYOUT | 10:00 | 12:00 | 2:00 | 1.2 | TREE TRIMMING
28.09.2020 | West | Kengeri | K3 | Agara | Brigade Meadows MUSS | F-08 | Badekatte Village | 10:00 | 12:00 | 2:00 |  | Jump Replacement
28.09.2020 | West | Kengeri | K4 | Anjanagara | SIR MV | F08 | RAILWAY LAYOUT | 10:00 | 1:00 | 3:00 |  | Cable Fault
28.09.2020 | West | Kengeri | K3 | Kaggalipura | Somanahally MUSS | F-08 | Muninagara Village | 10:30 | 11:30 | 1:00 |  | GOS Maintenances
29.09.2020 | West | Kengeri | K4 | Anjanagara | KODIGEHALLI | F09 | PADAMAVATHI LAYOUT | 10:00 | 11:00 | 1:00 |  | GOS Maintenances
29.09.2020 | West | Kengeri | K4 | KST | SIR MV STATION | F15 | SHIRKE MAIN ROAD | 10:00 | 12:30 | 2:30 |  | TREE TRIMMING
30.9.2020 | West | Kengeri | K1 | Kumbalagudu | HEJJALA_66 | F12-KHB HAMPAPURA-2 | HAMPAPUIRA VILLAGE | 11:00 | 1:00 | 2:00 | 1.3 | TREE TRIMMING
30.9.2020 | West | Kengeri | K3 | Kaggalipura | Somanahally MUSS | F-09 | Bolare Village | 9:00 | 12:00 | 3:00 |  | Jump Replacement
30.09.2020 | West | Kengeri | K4 | Anjanagara | SIR MV | F11 | SMV 5TH BLOCK | 10:00 | 12:00 | 2:00 |  | Tree Trimming

## Bangalore Rural
BANGALORE ELECTRICITY SUPPLY COMPANY LIMITED
DETAILS OF PLANNED OUTAGES(MAINTENANCE AND LOAD SHEDDING) IN BANGALORE RURAL CIRCLE FOR THE MONTH OF SEPTMBER-2020
Date | Circle | Division | Sub division | Section | Name of the MUSS | 11KV Feeder Name (Affected Feeder) | Areas fed by the feeder (All areas to be mentioned) | Time of Outage |  | Duration of load restriction in Hours | Appx Quantum of load restriction in MW | Nature of outage
[8 empty] | From Hr | To Hr
02.09.2020 | BRC | HOSAKOTE | HOSAKOTE | HOSAKOTE | KADUGODI | F3 Muthsandra | Samethanahalli, Thirumalashettihalli, Bellikere,Naganayakanakote | 11:00 | 17:00 | 6:00 | 3 | Maintenance WORK
02.09.2020 | BRC | Hoskote | Nandagudi | Nandagudi | 66/11 KV Nandagudi | F2 Hindiganala | Hindiganala, Banahalli, Hosavenkatapura, Tarabahalli, Lakshmipura, Chikkondahalli | 11:00 | 17:00 | 6:00 | 3 | Maintenance WORK
03.09.2020 | BRC | Hoskote | Nandagudi | Nandagudi | 66/11 KV Nandagudi | F3 Hindiganala(NJY) | Nelavagilu, Arahalli, Ethinodayapura, K.Shettahalli, K.Yashwanthapura, Banahalli, Hosavenkatapura, | 10:00 | 17:00 | 7:00 | 2.5 | Maintenance WORK
03.09.2020 | BRC | HOSAKOTE | HOSAKOTE | HOSAKOTE | DEVANAGUNDI | F3 K AREHALLI | AREHALLI, MUTHKURU, DODDADUNNASNDRA, ANUGONDANAHALLI, MEDI MALLASANDRA | 10:00 | 17:00 | 7:00 | 2.5 | DDGY WORK
04.09.2020 | BRC | HOSAKOTE | HOSAKOTE | HOSAKOTE | DEVANAGUNDI | F10 Kanekal Feeder | VAGATA, MAKANAHALLI, DEVANAGUNDI CROSS | 11:00 | 17:00 | 6:00 | 3.2 | Maintenance WORK
04.09.2020 | BRC | Hoskote | Nandagudi | Nandagudi | 66/11 KV Nandagudi | F4 Ittasandra | Geddalahallipura, Ittasandra, Esture, E.Hosahalli, Gangasandra, Cheemasandra, Hanupoahalli, Ramagovindapura | 11:00 | 17:00 | 6:00 | 3 | Maintenance WORK
05.09.2020 | BRC | Hoskote | Nandagudi | Nandagudi | 66/11 KV Nandagudi | F9 Shivanapura | Shivanapura, Beerahalli, Koradahalli, Obalahalli | 10:00 | 17:00 | 7:00 | 2.5 | Maintenance WORK
05.09.2020 | BRC | HOSAKOTE | HOSAKOTE | HOSAKOTE | DEVANAGUNDI | F3 K AREHALLI | AREHALLI, MUTHKURU, DODDADUNNASNDRA, ANUGONDANAHALLI, MEDI MALLASANDRA | 10:00 | 17:00 | 7:00 | 2.5 | Maintenance WORK
05.09.2020 | BRC | Hosakote | Vidyanagara | Vidyanagara | 66/11 KV Budigere | F-1 Marenahalli, F-2 M. Hosahalli | Manchapanahalli, M Hosahalli, Gopalpura, Marenhalli, Chokkanahalli, Dasanayakanahalli, Marlakunte, Yediyur, Mahadeva kodigehalli, Hoovinayakana Halli | 11:00 | 13:00 | 2:00 | 1 | Maintenance
06.09.2020 | BRC | HOSAKOTE | HOSAKOTE | HOSAKOTE | DEVANAGUNDI | F6 NARAYANAKERE | DEVALAPURA, DEVANAGUNDI, LINAGDIRA MALLASANDRA, NARAYANAKERE HANDENAHALLI | 11:00 | 17:00 | 6:00 | 2 | Maintenance WORK
06.09.2020 | BRC | Hoskote | Nandagudi | Nandagudi | 66/11 KV Nandagudi | F10 Cheemasandra agri | Vaddahalli, Siddanahalli, Medoor, Doddaganahalli, Yedakanahalli, Gundrahalli, | 11:00 | 17:00 | 6:00 | 2 | Maintenance WORK
07.09.2020 | BRC | Hoskote | Nandagudi | Nandagudi | 66/11 KV Pillagumpa | F5 k. Sathyawara | Shivanapura, Beerahalli, Koradahalli, Obalahalli Hettakki, Lingapura, Agasarahalli S M.Hosahalli, Beemapura, Bisanahalli. | 10:00 | 17:00 | 7:00 | 2 | MAINAINCE WORK
08.09.2020 | BRC | Hosakote | Vidyanagara | Vidyanagara | 66/11 KV Budigere | F-1 Marenahalli, F-2 M. Hosahalli | Manchapanahalli, M Hosahalli, Gopalpura, Marenhalli, Chokkanahalli, Dasanayakanahalli, Marlakunte, Yediyur, Mahadeva kodigehalli, Hoovinayakana Halli | 13:00 | 16:00 | 3:00 | 2 | Road widening Work to International Airport Road by PWD
08.09.2020 | BRC | Hoskote | Nandagudi | Nandagudi | 66/11 KV Nandagudi | F5 N.Hosahalli | Vaddahalli, Siddanahalli, Medoor, Chokkasandra, Dinnahalli, Giddannahalli, Muddenahalli, N.Hosahalli, Naduvinapura, Kondrahalli, Doddakorati, Chikkakorati. | 10:00 | 17:00 | 7:00 | 3 | MAINTAINCE WORK
09.09.2020 | BRC | Hoskote | Nandagudi | Bendiganahalli | 66/11 KV Sulibele | F8 Bhavapura | Doddaaralagere, T.Agrahara, Bhuvanahalli, Bhavapura, Shashimakanahalli, Channigalapura | 10:00 | 17:00 | 7:00 | 3
10.09.2020 | BRC | Hoskote | Nandagudi | Bendiganahalli | 220/66/11 KV Ekarajapura | F7 Beguru agri | Begure, Sonnebachanalli, Baglur, Bheemakanahalli, Muthukudahalli, Doddakoliga, Nagarenahalli, Gullahalli. | 10:00 | 17:00 | 7:00 | 2.5 | MAINTAINCE WORK
10.09.2020 | BRC | HOSAKOTE | HOSAKOTE | HOSAKOTE | DEVANAGUNDI | F3 K AREHALLI | AREHALLI, MUTHKURU, DODDADUNNASNDRA, ANUGONDANAHALLI, MEDI MALLASANDRA | 10:00 | 17:00 | 7:00 | 2.5 | DDUGJY WORK
11.09.2020 | BRC | Hosakote | Vidyanagara | Vidyanagara | 66/11 KV Budigere | F-1 Marenahalli, F-2 M. Hosahalli | Manchapanahalli, M Hosahalli, Gopalpura, Marenhalli, Chokkanahalli, Dasanayakanahalli, Marlakunte, Yediyur, Mahadeva kodigehalli, Hoovinayakana Halli | 13:00 | 16:00 | 3:00 | 2.5 | Road widening Work to International Airport Road by PWD
12.09.2020 | BRC | Hosakote | Vidyanagara | Sadahalli | 66/11 KV Vidyanagara | F-14 Uttanahalli | Utthanahalli, Meesaganahalli, Doddajala, Kolipura, Maranayakana Halli | 11:00 | 12:00 | 1:00 | 2.5 | Maintenance
13.09.2020 | BRC | Hosakote | Vidyanagara | Sadahalli | 220/66/11 KV Begur | F-3 BEGUR | Begur,Chikkanahalli,Mylanahalli, Kadayarpanahalli,BK Halli, Bayala Halli | 11:00 | 12:00 | 1:00 | 3 | Maintenance
14.09.2020 | BRC | Hosakote | Vidyanagara | Vidyanagara | 66/11 KV Budigere | F-1 Marenahalli, F-2 M. Hosahalli, F11-Hardware Park | Manchapanahalli, M Hosahalli, Gopalpura, Marenhalli, Chokkanahalli, Dasanayakanahalli, Marlakunte, Yediyur, Mahadeva kodigehalli, Hoovinayakana Halli | 13:00 | 16:00 | 3:00 | 2.5 | Road widening Work to International Airport Road by PWD
15.09.2020 | BRC | Hosakote | Vidyanagara | Vidyanagara | 66/11 KV Vidyanagara | F-7 LOCAL | Vidyanagara, Sonnappanahalli, Shakthinagara, Chikkajala, Rangaswamy Camp, Kadigenahalli, | 11:30 | 13:00 | 1:30 | 2.5 | Maintenance
15.09.2020 | BRC | HOSKOTE | DEVANAHALLI | DEVANAHALLI | DEVANAHALLI MUSS, | ALL FEEDERS | ALL VILLAGES AND ALL TOWNS | 10:00 | 17:00 | 7:00 | 4.5 | STATION MAINTANCE
16.09.2020 | BRC | HOSKOTE | DEVANAHALLI | DEVANAHALLI | KUNDANA MUSS | ALL FEEDERS | ALL VILLAGES | 10:00 | 17:30 | 7:30 | 3.5 | STATION MAINTANCE
16.09.2020 | BRC | Hosakote | Vidyanagara | Vidyanagara | 66/11 KV Vidyanagara | F-8 BETTALSUR | Narayanapura, Thimmasandra, T.Agrahara, Tharahunse, Suggatta, Bettahalsur | 11:30 | 13:00 | 1:30 | 4.5 | Maintenance
17.09.2020 | BRC | Hosakote | Vidyanagara | Vidyanagara | 66/11 KV Budigere | F-1 Marenahalli, F-2 M. Hosahalli, F11-Hardware Park | Manchapanahalli, M Hosahalli, Gopalpura, Marenhalli, Chokkanahalli, Dasanayakanahalli, Marlakunte, Yediyur, Mahadeva kodigehalli, Hoovinayakana Halli | 13:00 | 16:00 | 3:00 | 4.5 | Road widening Work to International Airport Road by PWD
17.09.2020 | BRC | HOSKOTE | DEVANAHALLI | DEVANAHALLI | BUDIGERE MUSS | ALL FEEDERS | ALL VILLAGES | 10:00 | 17:00 | 7:00 | 4 | STATION MAINTANCE
18.09.2020 | BRC | HOSKOTE | DEVANAHALLI | DEVANAHALLI | VIJAYAPURA | ALL FEEDERS | ALL VILLAGES AND ALL TOWNS | 11:00 | 16:00 | 5:00 | 3.5 | STATION MAINTANCE
20.09.2020 | BRC | Hosakote | Vidyanagara | Vidyanagara | 66/11 KV Budigere | F-1 Marenahalli, F-2 M. Hosahalli, F11-Hardware Park | Manchapanahalli, M Hosahalli, Gopalpura, Marenhalli, Chokkanahalli, Dasanayakanahalli, Marlakunte, Yediyur, Mahadeva kodigehalli, Hoovinayakana Halli | 13:00 | 16:00 | 3:00 | 1.5 | Road widening Work to International Airport Road by PWD
23.09.2020 | BRC | Hosakote | Vidyanagara | Vidyanagara | 66/11 KV Budigere | F-1 Marenahalli, F-2 M. Hosahalli, F11-Hardware Park | Manchapanahalli, M Hosahalli, Gopalpura, Marenhalli, Chokkanahalli, Dasanayakanahalli, Marlakunte, Yediyur, Mahadeva kodigehalli, Hoovinayakana Halli | 13:00 | 16:00 | 3:00 | 1.5 | Road widening Work to International Airport Road by PWD
26.09.2020 | BRC | Hosakote | Vidyanagara | Vidyanagara | 66/11 KV Budigere | F-1 Marenahalli, F-2 M. Hosahalli, F11-Hardware Park | Manchapanahalli, M Hosahalli, Gopalpura, Marenhalli, Chokkanahalli, Dasanayakanahalli, Marlakunte, Yediyur, Mahadeva kodigehalli, Hoovinayakana Halli | 13:00 | 16:00 | 3:00 | 2.5 | Road widening Work to International Airport Road by PWD
29.09.2020 | BRC | Hosakote | Vidyanagara | Vidyanagara | 66/11 KV Budigere | F-1 Marenahalli, F-2 M. Hosahalli, F11-Hardware Park | Manchapanahalli, M Hosahalli, Gopalpura, Marenhalli, Chokkanahalli, Dasanayakanahalli, Marlakunte, Yediyur, Mahadeva kodigehalli, Hoovinayakana Halli | 13:00 | 16:00 | 3:00 | 1.5 | Road widening Work to International Airport Road by PWD
01.09.2020 | BRC | Nelamangala | DBPUR USD | AE-1 | 66/11KV D.Cross | F06-Telephone Exchange | Doddaballapura Town | 10:00 | 18:00 | 8:00 | 2 | LC For Jungle cutting & Feeder Maintenance
01.09.2020 | BRC | Nelamangala | DBPUR RSD | SOK | Kanasawadi | KSF-6 Mallohalli | Mallohalli,C.D.Agrahara,Kadanoor Muppadighatta,Madagondanahalli Karepura,Isthur | 12:00 | 18:00 | 6:00 | 2.1 | Strighting of poles , Restrining of Conductor ,Jungle cutting , Replacement of jumps & Damaged Pin insulatrs, GOS maintanace , LT spacers for Lt line , DTC Maintanace
01.09.2020 | BRC | Nelamangala | DABASPETE | Dabaspete | 66/11KV DABASPETE | DF-8 BILLINAKOTE, DF-10 GOVENAHALLI & DF-19 DODDERI NJY | Kuluvanahalli GP & Arebommanahalli GP | 10:00 | 15:00 | 5:00 | 3 | LC For Jungle cutting & Feeder Maintenance
01.09.2020 | BRC | Nelamangala | DABASPETE | Thyamagondlu | 66/11KV Thyamagondlu | TF-5 Gundenahalli, TF-4 Kalaughatta, TF-10 Doddabele NJY | Kalalughatta GP, Thyamagondlu GP, Doddabele GP | 10:00 | 15:00 | 5:00 | 2.1 | LC For Jungle cutting & Feeder Maintenance
02.09.2020 | BRC | Nelamangala | DABASPETE | Thyamagondlu | 66/11KV Thyamagondlu | TF-7 Beeragondanahalli, TF-8 Thotanahalli | Thyamagondlu Town, Muddalinganahalli, Manne GP, Thotanahalli, Kodipalya | 10:00 | 15:00 | 5:00 | 2 | LC For Jungle cutting & Feeder Maintenance
02.09.2020 | BRC | Nelamangala | DABASPETE | Dabaspete | 66/11KV DABASPETE | DF-3 Dabaspete Rural & DF-17 Heggunda NJY | Lakkuru, Sompura GP, Narasipura GP | 10:00 | 15:00 | 5:00 | 2.2 | LC For Jungle cutting & Feeder Maintenance
02.09.2020 | BRC | Nelamangala | DBPUR USD | AE-1 | 66/11KV D.Cross | F07-Local-1 | Doddaballapura Town | 10:00 | 18:00 | 8:00 | 2.2 | LC For Jungle cutting & Feeder Maintenance
03.09.2020 | BRC | Nelamangala | DBPUR USD | AE-2 | 66/11KV D.Cross | DF10-Vasavi | Doddaballapura Town | 10:00 | 18:00 | 8:00 | 1.3 | LC For Jungle cutting & Feeder Maintenance
03.09.2020 | BRC | Nelamangala | DBPUR RSD | SOK | Kanasawadi | KSF-6 Mallohalli | Mallohalli,C.D.Agrahara,Kadanoor Muppadighatta,Madagondanahalli Karepura,Isthur | 12:00 | 18:00 | 6:00 | 2.1 | Strighting of poles , Restrining of Conductor ,Jungle cutting , Replacement of jumps & Damaged Pin insulatrs, GOS maintanace , LT spacers for Lt line , DTC Maintanace
03.09.2020 | BRC | Nelamangala | DABASPETE | Dabaspete | 66/11KV DABASPETE | DF-9 Shivagange, DF-20 Baragenahalli NJY | Honnenahalli GP, Shivagange GP | 10:00 | 15:00 | 5:00 | 1.3 | LC For Jungle cutting & Feeder Maintenance
03.09.2020 | BRC | Nelamangala | DABASPETE | Thyamagondlu | 66/11KV Thyamagondlu & 66/11KV Dabaspete | DF-7 Manne, TF-13 Obalapura NJY | Kodigehalli GP, Doddabele GP, Manne GP | 10:00 | 15:00 | 5:00 | 2.5 | LC For Jungle cutting & Feeder Maintenance
04.09.2020 | BRC | Nelamangala | NELAMANGALA | M D halli | Alur | AF-6 and AF-7 | Huskur road to Kammasandra | 11:00 | 12:30 | 1:30 | 4 | Maintenance work
04.09.2020 | BRC | Nelamangala | DABASPETE | Thyamagondlu | 66/11KV T-Begur | BF-7 Hsiruvalli Agri, BF-12 NJY | Kalalughatta GP, Hasirvalli GP, Doddabele GP | 10:00 | 15:00 | 5:00 | 2.4 | LC For Jungle cutting & Feeder Maintenance
04.09.2020 | BRC | Nelamangala | DABASPETE | Dabaspete | 66/11KV DABASPETE | DF-2 Devarahosahalli, DF-16 Old Nijagal NJY | Agalakuppe GP, Veerasagara | 10:00 | 15:00 | 5:00 | 1.2 | LC For Jungle cutting & Feeder Maintenance
04.09.2020 | BRC | Nelamangala | DBPUR RSD | SOK | Kanasawadi | KSF-7 Kannamangala | Kannamangala,Kammasandra,Yaladahalli Kenjiganahalli,Nagenahalli,Puttenahalli nallenahalli | 9:00 | 15:00 | 6:00 | 1.5 | DTC Maintanace ,, Restrining of Conductor ,Jungle cutting , Replacement of jumps & Damaged Pin insulatrs, GOS maintanace , LT spacers for Lt line ,Strighting of poles
04.09.2020 | BRC | Nelamangala | DBPUR USD | AE-2 | 66/11KV D.Cross | DF15-Tropical | Kodigehalli, Rajeev Gandhi badavane, Kakkehall Nagasandra | 10:00 | 18:00 | 8:00 | 1.2 | LC For Jungle cutting & Feeder Maintenance
04.09.2020 | BRC | Nelamangala | Nelamangala | O&M-1 | 66/11 KV Nelamangala | NF-12 V V pura | Nelamangala Town | 11:00 | 15:00 | 4:00 | 1.2 | LC For Jungle cutting & Feeder Maintenance
04.09.2020 | BRC | Nelamangala | NELAMANGALA | SONDEKOPPA | NELAMANGALA | NF-16YANTAGANAHALLI | MALLARABANAWDI TO YANTAGANAHALLI | 10:00 | 16:00 | 6:00 | 2 | LC For Jungle cutting & Feeder Maintenance
05.09.2020 | BRC | Nelamangala | Nelamangala | O&M-1 | 66/11 KV Nelamangala | NF-23 Ramki | Nelamangala Town | 10:00 | 15:00 | 5:00 | 1.4 | LC For Jungle cutting & Feeder Maintenance
05.09.2020 | BRC | Nelamangala | DBPUR USD | SOB | 220/66/11KV KIADB | KF05-Kanasawadi | Hosahudya,Doddatumkur,Gowdahalli Gejjigadahalli,Gejjigadahalli palya Byrasandra,Byrasandra palya Kuntanahalli,Kareemsonnenahalli Anjanmurthynagara | 10:00 | 18:00 | 8:00 | 2 | LC For Jungle cutting & Feeder Maintenance
05.09.2020 | BRC | Nelamangala | DABASPETE | Dabaspete | 66/11KV DABASPETE | DF-7 Manne, DF-4 KIADB | Dabaspete Town, Pemmanahalli | 10:00 | 15:00 | 5:00 | 2 | LC For Jungle cutting & Feeder Maintenance
05.09.2020 | BRC | Nelamangala | DABASPETE | Thyamagondlu | 66/11KV Thyamagondlu | TF-6 KSDL, TF-13 Obalapura NJY | Kodigehalli GP, Doddabele GP, Manne GP | 10:00 | 15:00 | 5:00 | 2.5 | LC For Jungle cutting & Feeder Maintenance
05.09.2020 | BRC | Nelamangala | NELAMANGALA | O&M-2 | NELAMANGALA | Nf-25 | Modalakote, Gangabyrappanapalya, Kempohalli | 10:00 | 15:00 | 5:00 | 1.2 | Jungle cutting, LT pacers, TC Maintance
06.09.2020 | BRC | Nelamangala | NELAMANGALA | SONDEKOPPA | TAVAREKERE | TF-2 METEPALYA | SONDEKOPPA TO SOLADEVANAHALLI | 10:00 | 15:00 | 5:00 | 1 | Jungle cutting
06.09.2020 | BRC | Nelamangala | DABASPETE | Thyamagondlu | 66/11KV Thyamagondlu | TF- Satrac, TF-11 KIADB | 1st and 2nd Stage Sompura KIADB Indl Area | 10:00 | 15:00 | 5:00 | 3 | LC For Jungle cutting & Feeder Maintenance
06.09.2020 | BRC | Nelamangala | DABASPETE | Dabaspete | 66/11KV AVVERAHALLI KIADB | AF-1 Rathnam | Avverahalli KIADB Indl Area | 10:00 | 15:00 | 5:00 | 2.3 | LC For Jungle cutting & Feeder Maintenance
06.09.2020 | BRC | Nelamangala | DBPUR RSD | SOK | Kanasawadi | KSF-7 Kannamangala | Kannamangala,Kammasandra,Yaladahalli Kenjiganahalli,Nagenahalli,Puttenahalli nallenahalli | 9:00 | 15:00 | 6:00 | 1.5 | DTC Maintanace ,, Restrining of Conductor ,Jungle cutting , Replacement of jumps & Damaged Pin insulatrs, GOS maintanace , LT spacers for Lt line ,Strighting of poles
06.09.2020 | BRC | Nelamangala | DBPUR USD | SOB | 220/66/11KV KIADB | KF12-Aralumallige | Mazarahosahalli,Chikkatumkur Jinkkebachahalli,Ekashipura Aralumallige,Jakkasandra,S.M.Gollahalli | 10:00 | 18:00 | 8:00 | 2.3 | LC For Jungle cutting & Feeder Maintenance
07.09.2020 | BRC | Nelamangala | DBPUR USD | SOM | 66/11KV D.Cross | DF-9 RAJGHATTA | Rajaghatta,Kodihalli,Konaghatta, Linganahalli,Dasagondanahalli | 10:00 | 18:00 | 8:00 | 2.5 | LC For Jungle cutting & Feeder Maintenance
07.09.2020 | BRC | Nelamangala | DBPUR RSD | SOS | Gundamagere | GF-2 Kamenahalli | Kamenahalli,Paccharlahalli, lingadeeranahalli gundappanayakanahalli, guttepalya,harohalli | 8:30 | 13:00 | 4:30 | 3.2 | DTC Maintanace ,, Restrining of Conductor ,Jungle cutting , Replacement of jumps & Damaged Pin insulatrs, GOS maintanace , LT spacers for Lt line ,Strighting of poles
07.09.2020 | BRC | Nelamangala | DABASPETE | Dabaspete | 66/11KV DABASPETE | DF-14 Biogen, DF-19 Dodderi NJY | Bharathipura, Kengal Kempohalli, Hosahalli, Gundenahalli, Hanumanthapura, Lakkenahalli, Dodderi, Kuluvanahalli & Kulivanahalli GP, Arebommanahalli GP | 10:00 | 15:00 | 5:00 | 2.5 | LC For Jungle cutting & Feeder Maintenance
07.09.2020 | BRC | Nelamangala | DABASPETE | Thyamagondlu | 66/11KV Nelamangala | NF-20 Gollahalli | Hasiruvalli GP | 10:00 | 15:00 | 5:00 | 1 | LC For Jungle cutting & Feeder Maintenance
07.09.2020 | BRC | Nelamangala | NELAMANGALA | M D halli | Alur | AF-5 | Adakamaranahalli ,H.K hgalli Dasanapura, Ravuthanahalli Road,Gowdahalli | 10:00 | 13:00 | 3:00 | 2 | Tree Trimming
08.09.2020 | BRC | Nelamangala | DABASPETE | Thyamagondlu | 66/11KV Thyamagondlu | TF-5 Gundenahalli, TF-4 Kalaughatta, TF-10 Doddabele NJY | Kalalughatta GP, Thyamagondlu GP, Doddabele GP | 10:00 | 15:00 | 5:00 | 2.5 | LC For Jungle cutting & Feeder Maintenance
08.09.2020 | BRC | Nelamangala | DABASPETE | Dabaspete | 66/11KV DABASPETE | DF-9 Shivagange, DF-20 Baragenahalli NJY | Honnenahalli GP, Shivagange GP | 10:00 | 15:00 | 5:00 | 1.83 | LC For Jungle cutting & Feeder Maintenance
08.09.2020 | BRC | Nelamangala | NELAMANGALA | O&M-2 | T Begur | BF-8 Filament | Thonachinakuppe, Paragan Road, | 10:00 | 15:00 | 5:00 | 1.9 | Jungle cutting, LT pacers, TC Maintance
08.09.2020 | BRC | Nelamangala | DBPUR USD | SOM | 66/11KV Tubagere | TF6-Machagondanahalli | Machagondanahalli, Heggadihalli, DDK Halli Nandhi betta Cross | 10:00 | 18:00 | 8:00 | 1.83 | LC For Jungle cutting & Feeder Maintenance
09.09.2020 | BRC | Nelamangala | DBPUR RSD | SOS | Gundamagere | GF-2 Kamenahalli | Kamenahalli,Paccharlahalli, lingadeeranahalli gundappanayakanahalli, guttepalya,harohalli | 8:30 | 13:00 | 4:30 | 3.2 | DTC Maintanace ,, Restrining of Conductor ,Jungle cutting , Replacement of jumps & Damaged Pin insulatrs, GOS maintanace , LT spacers for Lt line ,Strighting of poles
09.09.2020 | BRC | Nelamangala | Nelamangala | O&M-1 | 66/11 KV Nelamangala | NF-5 | Arasinakunte, N R Palya | 12:00 | 16:00 | 4:00 | 1 | LC For Jungle cutting & Feeder Maintenance
09.09.2020 | BRC | Nelamangala | DBPUR USD | SOM | 66/11KV D.Cross | DF12-Heggadihalli | Kanchiganala,Hireguddadahalli,Kuruvigere Sunnaghattahalli,Gandarajapura Ancharahalli,Heggadihalli | 10:00 | 18:00 | 8:00 | 2 | LC For Jungle cutting & Feeder Maintenance
09.09.2020 | BRC | Nelamangala | DABASPETE | Dabaspete | 66/11KV DABASPETE | DF-8 BILLINAKOTE, DF-10 GOVENAHALLI & DF-19 DODDERI NJY | Kuluvanahalli GP & Arebommanahalli GP | 10:00 | 15:00 | 5:00 | 2 | LC For Jungle cutting & Feeder Maintenance
09.09.2020 | BRC | Nelamangala | DABASPETE | Thyamagondlu | 66/11KV T-Begur | BF-7 Hsiruvalli Agri, BF-12 NJY | Kalalughatta GP, Hasirvalli GP, Doddabele GP | 10:00 | 15:00 | 5:00 | 2 | LC For Jungle cutting & Feeder Maintenance
10.09.2020 | BRC | Nelamangala | DABASPETE | Thyamagondlu | 66/11KV Thyamagondlu | TF-5 Gundenahalli, TF-4 Kalaughatta, TF-10 Doddabele NJY | Kalalughatta GP, Thyamagondlu GP, Doddabele GP | 10:00 | 15:00 | 5:00 | 2.2 | LC For Jungle cutting & Feeder Maintenance
10.09.2020 | BRC | Nelamangala | DABASPETE | Dabaspete | 66/11KV DABASPETE | DF-3 Dabaspete Rural & DF-17 Heggunda NJY | Lakkuru, Sompura GP, Narasipura GP | 10:00 | 15:00 | 5:00 | 1.3 | LC For Jungle cutting & Feeder Maintenance
10.09.2020 | BRC | Nelamangala | DBPUR USD | SOM | 66/11KV D.Cross | DF13-Melekote | Ramayyanapalya,Gaddambachahalli, Thogarighatta,Thimmasandra Muddanayakanapalya,Medihalli Vadarapalya | 10:00 | 18:00 | 8:00 | 1.3 | LC For Jungle cutting & Feeder Maintenance
10.09.2020 | BRC | Nelamangala | DBPUR RSD | SOS | Gundamagere | GF-7 Aroodi | Banavathi,Aroodi,Doddagundappanayakanahalli,Chikkagundappanayakanahalli,Lingadeeranahalli,MegalahalliVaddanahalli,Garikenahalli Palanahalli,Amalgunte,PachharlahalliKamenahalli,Kallukunte | 16:00 | 18:00 | 2:00 | 2.5 | DTC Maintanace ,, Restrining of Conductor ,Jungle cutting , Replacement of jumps & Damaged Pin insulatrs, GOS maintanace , LT spacers for Lt line ,Strighting of poles
10.9.2020 | BRC | Nelamangala | NELAMANGALA | SONDEKOPPA | NELAMANGALA | NF-7 CHOCOLATE FACTORY NF-14 KESAR MARBLE | HANUMANTHEGOWDANAPALYA TO CHIKKAMARANAHALLI BAVIKERE TO MAHADEVAPURA | 10:00 | 16:00 | 6:00 | 2 | LC For Jungle cutting & Feeder Maintenance
10.09.2020 | BRC | Nelamangala | NELAMANGALA | M D halli | Alur | AF-8 APMC | Nagarur, Vaderahalli,TATA housing,Honnasandra,Mattahalli ,Narasipura | 11:00 | 13:00 | 2:00 | 2 | GOS replacement and 11 KV damaged pole rreplacement
11.09.2020 | BRC | Nelamangala | DBPUR USD | AE-2 | 66/11KV D.Cross | DF1-Local2 | Doddaballapura Town | 10:00 | 18:00 | 8:00 | 2 | LC For Jungle cutting & Feeder Maintenance
11.09.2020 | BRC | Nelamangala | DABASPETE | Dabaspete | 66/11KV DABASPETE | DF-2 Devarahosahalli, DF-16 Old Nijagal NJY | Agalakuppe GP, Veerasagara | 10:00 | 15:00 | 5:00 | 2 | LC For Jungle cutting & Feeder Maintenance
11.09.2020 | BRC | Nelamangala | DABASPETE | Thyamagondlu | 66/11KV Thyamagondlu | TF-7 Beeragondanahalli, TF-8 Thotanahalli | Thyamagondlu Town, Muddalinganahalli, Manne GP, Thotanahalli, Kodipalya | 10:00 | 15:00 | 5:00 | 2.5 | LC For Jungle cutting & Feeder Maintenance
11.09.2020 | BRC | Nelamangala | Nelamangala | O&M-1 | 66/11 KV Nelamangala | NF-10 Himalaya | Arasinakunte, Gejjagadahalli | 10:30 | 14:30 | 4:00 | 1 | LC For Jungle cutting & Feeder Maintenance
12.09.2020 | BRC | Nelamangala | Nelamangala | O&M-1 | 66/11 KV Nelamangala | NF-8 Nelamangala Town | Nelamangala Town | 10:00 | 14:00 | 4:00 | 1 | LC For Jungle cutting & Feeder Maintenance
12.9.2020 | BRC | Nelamangala | NELAMANGALA | SONDEKOPPA | NELAMANGALA | NF-7 CHOCOLATE FACTORY NF-14 KESAR MARBLE | HANUMANTHEGOWDANAPALYA TO CHIKKAMARANAHALLI BAVIKERE TO MAHADEVAPURA | 10:00 | 16:00 | 6:00 | 1 | LC For Jungle cutting & Feeder Maintenance
12.09.2020 | BRC | Nelamangala | DABASPETE | Thyamagondlu | 66/11KV Thyamagondlu & 66/11KV Dabaspete | DF-7 Manne, TF-13 Obalapura NJY | Kodigehalli GP, Doddabele GP, Manne GP | 10:00 | 15:00 | 5:00 | 2.3 | LC For Jungle cutting & Feeder Maintenance
12.09.2020 | BRC | Nelamangala | DABASPETE | Dabaspete | 66/11KV DABASPETE | DF-7 Manne, DF-4 KIADB | Dabaspete Town, Pemmanahalli | 10:00 | 15:00 | 5:00 | 2.3 | LC For Jungle cutting & Feeder Maintenance
12.09.2020 | BRC | Nelamangala | DBPUR USD | AE-1 | 220/66/11KV KIADB | KF08-Town | Doddaballapura Town | 10:00 | 18:00 | 8:00 | 2.3 | LC For Jungle cutting & Feeder Maintenance
12.09.2020 | BRC | Nelamangala | DBPUR RSD | SOS | Gundamagere | GF-7 Aroodi | Banavathi,Aroodi,Doddagundappanayakanahalli,Chikkagundappanayakanahalli,Lingadeeranahalli,MegalahalliVaddanahalli,Garikenahalli Palanahalli,Amalgunte,PachharlahalliKamenahalli,Kallukunte | 16:00 | 18:00 | 2:00 | 2.5 | DTC Maintanace ,, Restrining of Conductor ,Jungle cutting , Replacement of jumps & Damaged Pin insulatrs, GOS maintanace , LT spacers for Lt line ,Strighting of poles
12.09.2020 | BRC | Nelamangala | NELAMANGALA | O&M-2 | NELAMANGALA | NF-20 Gollahalli | Gollahalli, Bolamaranahalli, Tyagadahalli | 10:00 | 14:30 | 4:30 | 1.6 | Jungle cutting, LT pacers, TC Maintance
13.09.2020 | BRC | Nelamangala | DABASPETE | Dabaspete | 66/11KV DABASPETE | DF-11 Emvee Solar, DF-12 TDPS, DF-13 S K Steel, DF-15 Kamath | Dabaspete KIADB Indl Area, Yedehalli | 10:00 | 15:00 | 5:00 | 2.3 | LC For Jungle cutting & Feeder Maintenance
13.09.2020 | BRC | Nelamangala | DBPUR RSD | SOS | Doddabelavangala | DBF-8 Koligere | Koligere, Karadipalya, Kamana agrahara, Chikkamananala, Doddamankanala, Gundlahaalli, Bommahalli. | 12:00 | 18:00 | 6:00 | 2.1 | DTC Maintanace ,, Restrining of Conductor ,Jungle cutting , Replacement of jumps & Damaged Pin insulatrs, GOS maintanace , LT spacers for Lt line ,Strighting of poles
13.09.2020 | BRC | Nelamangala | DBPUR USD | AE-1 | 220/66/11KV KIADB | KF08-Town | Doddaballapura Town | 10:00 | 18:00 | 8:00 | 2.3 | LC For Jungle cutting & Feeder Maintenance
13.09.2020 | BRC | Nelamangala | DABASPETE | Thyamagondlu | 66/11KV Thyamagondlu | TF-1 Bigbag, TF-2 TRMN, TF-9 Rama Hi Power | 1st and 2nd Stage Sompura KIADB Indl Area | 10:00 | 15:00 | 5:00 | 2.3 | LC For Jungle cutting & Feeder Maintenance
13.09.2020 | BRC | Nelamangala | NELAMANGALA | M D halli | Alur | AF-4 Alur | BDA, Alur,Alur palya H.D pura,Makali road. | 11:00 | 12:00 | 1:00 | 1 | Transformer maintenance
13.09.2020 | BRC | Nelamangala | NELAMANGALA | SONDEKOPPA | NELAMANGALA | NF-24 SOLADEVANAHALLI NF-9 SONDEKOPPA | GANESHANAGUDI TO SONDEKOPPA VILLAGE | 11:00 | 15:00 | 4:00 | 2 | ,Jungle cutting , GOS MAINTANANACE
14.09.2020 | BRC | Nelamangala | NELAMANGALA | SONDEKOPPA | NELAMANGALA | NF-24 SOLADEVANAHALLI NF-9 SONDEKOPPA | GANESHANAGUDI TO SONDEKOPPA VILLAGE | 11:00 | 15:00 | 4:00 | 2 | ,Jungle cutting , GOS MAINTANANACE
14.09.2020 | BRC | Nelamangala | DABASPETE | Thyamagondlu | 66/11KV T-Begur | BF-7 Hsiruvalli Agri, BF-12 NJY | Kalalughatta GP, Hasirvalli GP, Doddabele GP | 10:00 | 15:00 | 5:00 | 1 | LC For Jungle cutting & Feeder Maintenance
14.09.2020 | BRC | Nelamangala | DBPUR USD | AE-1 | 220/66/11KV KIADB | KF02-Birla Super | Doddaballapura Town | 10:00 | 18:00 | 8:00 | 1 | LC For Jungle cutting & Feeder Maintenance
14.09.2020 | BRC | Nelamangala | DABASPETE | Dabaspete | 66/11KV DABASPETE | DF-14 Biogen, DF-19 Dodderi NJY | Bharathipura, Kengal Kempohalli, Hosahalli, Gundenahalli, Hanumanthapura, Lakkenahalli, Dodderi, Kuluvanahalli & Kulivanahalli GP, Arebommanahalli GP | 10:00 | 15:00 | 5:00 | 1 | LC For Jungle cutting & Feeder Maintenance
15.09.2020 | BRC | Nelamangala | DABASPETE | Thyamagondlu | 66/11KV Thyamagondlu & 66/11KV Dabaspete | DF-7 Manne, TF-13 Obalapura NJY | Kodigehalli GP, Doddabele GP, Manne GP | 10:00 | 15:00 | 5:00 | 1.5 | LC For Jungle cutting & Feeder Maintenance
15.09.2020 | BRC | Nelamangala | DABASPETE | Dabaspete | 66/11KV DABASPETE | DF-3 Dabaspete Rural & DF-17 Heggunda NJY | Lakkuru, Sompura GP, Narasipura GP | 10:00 | 15:00 | 5:00 | 0.7 | LC For Jungle cutting & Feeder Maintenance
15.09.2020 | BRC | Nelamangala | DBPUR USD | SOM | 66/11KV D.Cross | DF17-Nandh Mori | Ramayyanapalya,Gaddambachahalli, Thogarighatta,Thimmasandra Muddanayakanapalya,Medihalli Vadarapalya | 10:00 | 18:00 | 8:00 | 0.7 | LC For Jungle cutting & Feeder Maintenance
15.9.2020 | BRC | Nelamangala | NELAMANGALA | SONDEKOPPA | TAVAREKERE | TF-10 KITHANAHALLI | MALLASANDRA TO KITTANAHALLI | 9:00 | 13:00 | 4:00 | 1 | Transformer maintanance, GOS maintanance
15.09.2020 | BRC | Nelamangala | DBPUR RSD | SOS | Doddabelavangala | DBF-8 Koligere | Koligere, Karadipalya, Kamana agrahara, Chikkamananala, Doddamankanala, Gundlahaalli, Bommahalli. | 12:00 | 18:00 | 6:00 | 2.1 | DTC Maintanace ,, Restrining of Conductor ,Jungle cutting , Replacement of jumps & Damaged Pin insulatrs, GOS maintanace , LT spacers for Lt line ,Strighting of poles
15.09.2020 | BRC | Nelamangala | NELAMANGALA | M D halli | Widia | WF-8 | Chikkabidarakallu, Ravi Kirloskar Lout ,Anche palya | 10:00 | 11:00 | 1:00 | 1 | RMU and GOS maintenanace
16.09.2020 | BRC | Nelamangala | DBPUR RSD | SOD | Doddabelavangala | DBF-1 Hadripura | Hadripura, Ajjanakatte, Madhuranahosahalli, Naranahalli, Rameshwara, Chikkahejjaji,Kathalepalya | 8:30 | 15:00 | 6:30 | 0.8 | DTC Maintanace ,, Restrining of Conductor ,Jungle cutting , Replacement of jumps & Damaged Pin insulatrs, GOS maintanace , LT spacers for Lt line ,Strighting of poles
17.09.2020 | BRC | Nelamangala | NELAMANGALA | M D halli | Widia | WF-9 | Chikkabidarakallu, | 10:00 | 11:00 | 1:00 | 1.5 | Tree Trimming
18.09.2020 | BRC | Nelamangala | DBPUR RSD | SOD | Doddabelavangala | DBF-1 Hadripura | Hadripura, Ajjanakatte, Madhuranahosahalli, Naranahalli, Rameshwara, Chikkahejjaji,Kathalepalya | 8:30 | 15:00 | 6:30 | 0.8 | DTC Maintanace ,, Restrining of Conductor ,Jungle cutting , Replacement of jumps & Damaged Pin insulatrs, GOS maintanace , LT spacers for Lt line ,Strighting of poles
19.09.2020 | BRC | Nelamangala | NELAMANGALA | M D halli | Widia | WF-7 | Thotadaguddadahalli, | 10:00 | 12:00 | 2:00 | 2 | 11KV and LT tree trimming
19.09.2020 | BRC | Nelamangala | DBPUR RSD | SOD | Doddabelavangala | DBF-2 Doddabelavangala | Doddabelavangala,Dodda Hejjaji,Puttayyana Agrahara,Shakaladevanapura,Rampura Baktharahalli,Mallanayakanahalli Vaderahalli,Jodi karepura,Lingapura colony | 12:00 | 18:30 | 6:30 | 1 | DTC Maintanace ,, Restrining of Conductor ,Jungle cutting , Replacement of jumps & Damaged Pin insulatrs, GOS maintanace , LT spacers for Lt line ,Strighting of poles
21.09.2020 | BRC | Nelamangala | DBPUR RSD | SOD | Doddabelavangala | DBF-2 Doddabelavangala | Doddabelavangala,Dodda Hejjaji,Puttayyana Agrahara,Shakaladevanapura,Rampura Baktharahalli,Mallanayakanahalli Vaderahalli,Jodi karepura,Lingapura colony | 12:00 | 18:30 | 6:30 | 1 | DTC Maintanace ,, Restrining of Conductor ,Jungle cutting , Replacement of jumps & Damaged Pin insulatrs, GOS maintanace , LT spacers for Lt line ,Strighting of poles
22.09.2020 | BRC | Nelamangala | DBPUR RSD | SOT | Dcross | DF-5 Antharahalli | Hasanghatta,Kantanakunte,Kolur Antharahalli,Allalasandra,Bachhahalli Gollahalli | 8:00 | 15:00 | 7:00 | 0.6 | Jungle cutting , Replacement of jumps & Damaged Pin insulatrs, Restrining, GOS maintanace , LT spacers for Lt line
24.09.2020 | BRC | Nelamangala | DBPUR RSD | SOT | Dcross | DF-5 Antharahalli | Hasanghatta,Kantanakunte,Kolur Antharahalli,Allalasandra,Bachhahalli Gollahalli | 8:00 | 15:00 | 7:00 | 0.6 | Jungle cutting , Replacement of jumps & Damaged Pin insulatrs, Restrining, GOS maintanace , LT spacers for Lt line
25.09.2020 | BRC | Nelamangala | DBPUR RSD | SOT | Tubagere | TF-3 SS Ghati | SS Ghati,Nellugudige ,Geddalapalya Pal Pal Dinne,Laghumenahalli Makali . Gunjur,KJ Halli, MJ Halli | 10:00 | 16:00 | 6:00 | 2.5 | Strighting of poles , Restrining of Conductor ,Jungle cutting , Replacement of jumps & Damaged Pin insulatrs, GOS maintanace , LT spacers for Lt line , DTC Maintanace
27.09.2020 | BRC | Nelamangala | DBPUR RSD | SOT | Tubagere | TF-3 SS Ghati | SS Ghati,Nellugudige ,Geddalapalya Pal Pal Dinne,Laghumenahalli Makali . Gunjur,KJ Halli, MJ Halli | 10:00 | 16:00 | 6:00 | 2.5 | Strighting of poles , Restrining of Conductor ,Jungle cutting , Replacement of jumps & Damaged Pin insulatrs, GOS maintanace , LT spacers for Lt line , DTC Maintanace
28.09.2020 | BRC | Nelamangala | DBPUR RSD | SOS | Gundamagere | GF-1 Gundamagere | Gundumgere,Hosakote,Sonnenahalli Bankenahalli,Makali,Vabasandra, Nellakunte, Tansda, Marasandra, | 8:30 | 13:00 | 4:30 | 3.2 | DTC Maintanace ,, Restrining of Conductor ,Jungle cutting , Replacement of jumps & Damaged Pin insulatrs, GOS maintanace , LT spacers for Lt line ,Strighting of poles
30.09.2020 | BRC | Nelamangala | DBPUR RSD | SOS | Gundamagere | GF-1 Gundamagere | Gundumgere,Hosakote,Sonnenahalli Bankenahalli,Makali,Vabasandra, Nellakunte, Tansda, Marasandra, | 8:30 | 13:00 | 4:30 | 3.2 | DTC Maintanace ,, Restrining of Conductor ,Jungle cutting , Replacement of jumps & Damaged Pin insulatrs, GOS maintanace , LT spacers for Lt line ,Strighting of poles

## Ramanagara
BANGALORE ELECTRICITY SUPPLY COMPANY LIMITED
DETAILS OF PLANNED OUTAGES(MAINTENANCE AND LOAD SHEDDING) IN RAMANAGARA CIRCLE FOR THE MONTH OF SEPTMBER-2020
Date | Circle | Division | Sub division | Section | Name of the MUSS | 11KV Feeder Name (Affected Feeder) | Areas fed by the feeder (All areas to be mentioned) | Time of Outage |  | Duration of load restriction in Hours | Appx Quantum of load restriction in MW | Nature of outage
[8 empty] | From Hr | To Hr
01.09.2020 | Ramanagara | Ramanagara | BEVOOR | BEVOOR | DASAVARA | F03-YELEHOSHALLI | DASHAVARA,YELEHOSSALI,PATELARADODDI,BEVINAMARADODDI,SHEERAGUDDE | 10:00 | 15:00 | 5:00 | 0.25 | Tree trimming and GOS maintenace
01.09.2020 | Ramanagara | Ramanagara | BEVOOR | GOWDGERE | BEVOOR | F09-TENKANALLI | TENKANAHALLI,TOUTANAHALLI,HULUVADI,BYDRAHALLI,HANUMAPURADODDI | 10:00 | 15:00 | 5:00 | LOAD SHEDDING | Tree trimming and maintenace
01.09.2020 | Ramanagara | Ramanagara | CPTRSD | SARAGUR | CHANNAPTNA | F-3 B V HALLI | THIMMASANDRA, MOLEDODDI | 11:30 | 13:30 | 2:00 | 1.8 | MAINTENANCE
01.09.2020 | Ramanagara | Magadi | Kudur | Kudur | Kudur | KF-12 Arishinakunte | Arishinakunte, Aladakatte. MG Halli | 10:00 | 14:00 | 4:00 | 0.5 | Service Connection
01.09.2020 | Ramanagara | Magadi | Kudur | Solur | G M Halli | SF-7 Channuvalli | Channuvalli, Banavadi, Shanthapura | 10:00 | 14:00 | 4:00 | 1.6 | Reconductring, NJY work
01.09.2020 | Ramanagara | Magadi | Magadi | O&M-1 | Magadi | MF13 Madabal | Vyasarayanapalya, Nethenahalli, Uduvegere, | 10:00 | 13:00 | 3:00 | 4 | HVDS Works
01.09.2020 | Ramanagara | Kanakapura | Harohalli | Harohalli | Maralavadi | F1 Thattekere | Banavasi | 11:30 | 16:00 | 4:30 | 1.2 | Schedule Maintance
01.09.2020 | Ramanagara | Kanakapura | Harohalli | Maralavadi | Maralavadi | F1 Thattekere | Yalacahavadi | 11:00 | 16:00 | 5:00 | 0.75 | Schedule Maintance
01.09.2020 | Ramanagara | Chandapura | Anekal | Anekal Urban | AKLMUSS | F02-CHANDAPURA | VBHC & sankeerthan Apratment | 15:00 | 17:30 | 2:30 | 1.43 | Tree triming , Transformet yard Cleaning and GOS maintaince
02.09.2020 | Ramanagara | Ramanagara | BEVOOR | DASAVARA | CHANNAPATNA | F20-DEVARAHOSAHALLI-NJY | KENGAL,HANUMANTHAPURA,CHANDRAGIRIDODDI,POWLIDODDI,LAMBANITANDYA,KANNAMANGALA,ANGARAHALLI,GOLLARAHALLIDODDI,SARGOORUDODDIABBURU,ABBURDODDI,PATLU,CHIKKANDODDI,KOMANAHALLI,DEVARAHOSSALLI,PAREDODDI | 10:00 | 15:00 | 5:00 | 0.63 | Tree trimming and maintenace
02.09.2020 | Ramanagara | Ramanagara | CPTRSD | HONGANOOR | IGGALUR | F-11 NUNNUR | NUNNUR,NERALUR | 10:30 | 12:30 | 2:00 | 0.5 | MAINTENANCE
02.09.2020 | Ramanagara | Magadi | Kudur | Kudur | Kudur | KF-8 Kudur Town, KF-1 Kannur | Kudur Town, Kannuru , Hulikal, Kannur | 12:00 | 16:00 | 4:00 | 1.5 | Ab Cable Work
02.09.2020 | Ramanagara | Magadi | Kudur | Kudur | Kudur | KF-2 Biskur | Biskur, bilsalahalli, Narasandra | 11:00 | 15:00 | 4:00 | 0.5 | Tree trimming, NJY work
02.09.2020 | Ramanagara | Magadi | Magadi | O&M-1 | agalakote | F8 Thaggikuppe | torechennanahalli, torerampura,bantaraguppe | 10:00 | 12:00 | 2:00 | 1.5 | service connection
02.09.2020 | Ramanagara | Kanakapura | Harohalli | Harohalli | Godur | F2 Thattekere | Dyavasandra | 11:00 | 16:00 | 5:00 | 1 | Schedule Maintance
02.09.2020 | Ramanagara | Kanakapura | KKP RSD | Hunasanahalli | Hunasanahalli | Gattigunda | Bilidale, Chamunidipura, Marisiddegowdanadoddi, Hanumanthanagara, Patelaradoddi, Thorekaldoddi | 11:00 | 15:00 | 4:00 | It is planned in Scheduled Shedding down time | MAINTENANCE
02.09.2020 | Ramanagara | Chandapura | Anekal | Anekal Rural O&M | AKLMUSS | F21-NJY-HONNAKALASAPURA | Kempavadarahalli, Dodda Hagade and Honnakalasapura | 16:00 | 17:30 | 1:30 | 1.47 | Tree triming , Transformet yard Cleaning and GOS maintainence
02.09.2020 | Ramanagara | Chandapura | Veerasandra | Veerasandra | HSR | F-16 | Rayasandra,Choodasandra | 11:00 | 14:00 | 3:00 | 0.8 | Maintainance Works(Tree Trimming, DTC Maintainance, HT/LT Line Maintainance)
03.09.2020 | Ramanagara | Ramanagara | BEVOOR | DASAVARA | DASAVARA | F02-HOSAHALLI NJY | DASAVARA,PATELARADODDI,SHEERAGUDDE,BEVINAMARADODDIMAKALI,ILIGARADODDI,NAYIDODLLE,KRISHNAPURADODDI,MAKALI HOSSALLI,PLANTATION DODDI,KOTEVALA | 10:00 | 15:00 | 5:00 | LOAD SHEDDING | Tree trimming
03.09.2020 | Ramanagara | Ramanagara | CPTRSD | HONGANOOR | CHANNAPATNA | F-2 BRAMMANIPURA | BRAMMANIPURA, TAGACHAGERE | 10:45 | 13:40 | 2:55 | 1 | MAINTENANCE
03.09.2020 | Ramanagara | Magadi | Kudur | Kudur | Srigiripura | SF-2 Veerasagara | Veerasagara, Srigiripura | 10:00 | 14:00 | 4:00 | 0.5 | Tree trimming,Service Connection
03.09.2020 | Ramanagara | Magadi | Kudur | Thippasandra | Yellapura | YF-6 Honnapura, YF-9 Hebbanalu | Neralekere, thippasandra, Honnapura | 14:00 | 16:00 | 2:00 | 0.5 | Tree trimming
03.09.2020 | Ramanagara | Magadi | Magadi | O&M-1 | Magadi | F11 Managal | neralavadi kottagarahalli | 14:00 | 15:00 | 1:00 | 1.5 | Tree trimming
03.09.2020 | Ramanagara | Kanakapura | Harohalli | Harohalli | Godur | F3 Attikuppe | Dyavasandra | 11:00 | 16:00 | 5:00 | 1 | Schedule Maintance
03.09.2020 | Ramanagara | Kanakapura | KKP RSD | Hunasanahalli | Hunasanahalli | Bilidale | Aralagadakalu, Veerainadoddi, Gattigunda, Kolagondanhalli, Gulavadidoddi | 11:00 | 15:00 | 4:00 | It is planned in Scheduled Shedding down time | MAINTENANCE
03.09.2020 | Ramanagara | Chandapura | Anekal | Anekal Urban | AKLMUSS | F09-SOLUR | Sunavar village , Solur , menasiganahalli , Vanakanahalli and choodahalli | 15:30 | 17:30 | 2:00 | 1.78 | Tree triming , Transformet yard Cleaning and GOS maintaince
03.09.2020 | Ramanagara | Chandapura | Chandapura | Bommasandra | BIA MUSS | F3, F12 feeders | BIA 4th Phase | 10:00 | 14:00 | 4:00 | 3.5 | Tree trimming, Maintenance of GOS, loose span restrining, Bent pole straightening
03.09.2020 | Ramanagara | Chandapura | Veerasandra | Ananthanagara | Electronic City Ph2Sec2(Malgudi) | F-12/F-8 | Ananthanagar PhaseI, Vinayakanagara , Kammasandra | 11:00 | 14:00 | 3:00 | 2.1 | Maintainance Works(Tree Trimming, DTC Maintainance, HT/LT Line Maintainance)
03.09.2020 | Ramanagara | Kanakapura | KKP USD | O&M3 | Allimaranahalli | Siddapura | Allimaranahalli, Ganalu, Anajawadi, Thamasandra, Hosakote | 10:00 | 16:00 | 6:00 | 3.2 | Schedule Maintance
04.09.2020 | Ramanagara | Ramanagara | BEVOOR | BEVOOR | BEVOOR | F14- BYRANAYKANAHALLY NJY | BYRANAYKANAHALLY ,BEVOOR,KELEGERE,BYRANAYAKANAHALLI,HAROHALLI DODDI, | 9:30 | 12:00 | 2:30 | LOAD SHEDDING | Tree trimming
04.09.2020 | Ramanagara | Ramanagara | CPTRSD | HONGANOOR | CHANNAPATNA | F-8 HONGANOOR | HODIKEHOSAHALLI | 10:00 | 12:00 | 2:00 | 3 | MAINTENANCE
04.09.2020 | Ramanagara | Magadi | Tavarekere | Tavarekere | Tavarekere | TF3 Jattipalya | Jattipalya, Honaganahatti | 10:00 | 12:00 | 2:00 | 2 | Service Connection
04.09.2020 | Ramanagara | Kanakapura | Harohalli | Harohalli | Yedumadu | F2 Yedamadu | Kaggalahalli, Medamaranahalli, Hosakote | 11:00 | 16:00 | 5:00 | 0.75 | Schedule Maintance
04.09.2020 | Ramanagara | Kanakapura | KKP RSD | Kodihalli | Kodihalli | F01-SANTHEKODIHALLI | Kodihalli, Kodipura, Indiranagara, Rampuradoddi | 10:00 | 12:00 | 2:00 | 0.4 | MAINTENANCE
04.09.2020 | Ramanagara | Kanakapura | Sathanur | DODDALAHALLI | HAROBELE 66/11 KV | F4 Yadamaranahalli, F12 Marale | Yadamaranahalli,Marale,Maralebekuppe,Krishnaiahnadoddi,Tokinaikanadoddi,Thavergatte | 10:00 | 15:00 | 5:00 | 2.3 | TC REFURBISHMENT
04.09.2020 | Ramanagara | Kanakapura | Sathanur | KABBALU | V R DODDI 66/11 KV | F2 BISLAPPA | KURUBALLI HONNAHALLI VADERAHALLI YELAVALLI GERAHALLI BOMMANAHALLI ACCHLU VADERAHALLI MADWETHIKKALA DODDI VADLEGOWDANADODDI JAKKEGOWDANA DODDI MARANNANADODDI | 9:30 | 14:00 | 4:30 | 2.6 | JUNCLE CLEARENCE & MAINTANANCE WORK
04.09.2020 | Ramanagara | Kanakapura | Sathanur | SATHANUR | HONNIGANAHALLI 66/11 KV | F1 SATHANUR | KEMMALE,KALEGOWDANADODDI,SATHANUR | 10:00 | 15:00 | 5:00 | 1.2 | JUNGLE CLEARENCE
04.09.2020 | Ramanagara | Chandapura | Anekal | Anekal Urban | AKLMUSS | F10-CHUDENAHALLI | Muttura, Menasiganahalli, Homapalaghatta and Solur | 9:00 | 11:30 | 2:30 | 2.17 | Tree triming , Transformet yard Cleaning and GOS maintaince
04.09.2020 | Ramanagara | Chandapura | Chandapura | Chandapura | Chandapura | F13,F10 | Sparsh hospital, Chandapura, Gowramma layout, Chandapura Circle | 10:00 | 14:00 | 4:00 | 2.5 | Tree trimming, Maintenance of GOS, loose span restrining, Bent pole straightening
04.09.2020 | Ramanagara | Chandapura | Veerasandra | Muthanallur | Chandapura | F-4 | Ramasagara , Laxmisagara,Alibommasandra,Muthanallur | 11:00 | 14:00 | 3:00 | 1.1 | Maintainance Works(Tree Trimming, DTC Maintainance, HT/LT Line Maintainance)
04.09.2020 | Ramanagara | Kanakapura | KKPUSD | O&M2 | KANAKAPURA_66 | F6-MANIYAMBAL | Maniyambal, baradanahalli | 11:00 | 13:00 | 2:00 | 2.7 | Schedule Maintance
05.09.2020 | Ramanagara | Ramanagara | BEVOOR | GOWDGERE | BEVOOR | F05-GOWDAGERE | GOWDGERE,MAGANOOR,GUDDEHOSUR,BUGUDNDODDI,THIMMASANDRA | 9:00 | 12:00 | 3:00 | 0.25 | GOS maintenance
05.09.2020 | Ramanagara | Ramanagara | CPTRSD | KODAMBALLI | CHANNAPATNA | F-21 HODIKEHOSAHALLI | HODIKEHOSAHALLI, SUNNAGATTA | 10:30 | 13:30 | 3:00 | 2 | MAINTENANCE
05.09.2020 | Ramanagara | Magadi | Magadi | O&M-2 | Magadi | MF7 Sidaganahalli | Belagumba, Harthi, dubbagattige | 10:00 | 13:00 | 3:00 | 1.5 | HVDS Works
05.09.2020 | Ramanagara | Kanakapura | Harohalli | Harohalli | Yedumadu | F2 Yedamadu | Kaggalahalli, Medamaranahalli, Hosakote | 11:00 | 16:00 | 5:00 | 0.75 | Schedule Maintance
05.09.2020 | Ramanagara | Kanakapura | KKP RSD | Kodihalli | Kodihalli | F02-HUNASANAHALLI | Hosadurga, Bheemagondahalli, Ramadevaradoddi, Kempalanatha | 11:00 | 15:00 | 4:00 | It is planned in Scheduled Shedding down time | MAINTENANCE
05.09.2020 | Ramanagara | Kanakapura | Sathanur | DODDALAHALLI | HAROBELE 66/11 KV | F4 Yadamaranahalli, F12 Marale | Yadamaranahalli,Marale,Maralebekuppe,Krishnaiahnadoddi,Tokinaikanadoddi,Thavergatte | 10:00 | 15:00 | 5:00 | 2.3 | JUNCLE CLEARENCE & MAINTANANCE WORK
05.09.2020 | Ramanagara | Kanakapura | Sathanur | KABBALU | V R DODDI 66/11 KV | F2 BISLAPPA | KURUBALLI HONNAHALLI VADERAHALLI YELAVALLI GERAHALLI BOMMANAHALLI ACCHLU VADERAHALLI MADWETHIKKALA DODDI VADLEGOWDANADODDI JAKKEGOWDANA DODDI MARANNANADODDI | 9:30 | 14:00 | 4:30 | 2.6 | JUNCLE CLEARENCE & MAINTANANCE WORK
05.09.2020 | Ramanagara | Kanakapura | Sathanur | SATHANUR | HONNIGANAHALLI 66/11 KV | F12 TOWM | KEMMALE,KALEGOWDANADODDI,SATHANUR | 10:00 | 15:00 | 5:00 | 1.2 | JUNGLE CLEARENCE
05.09.2020 | Ramanagara | Chandapura | Anekal | Anekal Rural O&M | JIGANI MUSS | F04-INDALWADI | Siddainpalya , Soppahalli, indlawadi Cross and Arehalli | 10:30 | 13:30 | 3:00 | 1.1 | Tree triming , Transformet yard Cleaning and GOS maintaince
05.09.2020 | Ramanagara | Chandapura | Chandapura | Hebbagodi | Chandapura | f28 | Gollahally | 9:00 | 14:00 | 5:00 | 2.8 | Tree trimming, Maintenance of GOS, loose span restrining, Bent pole straightening
05.09.2020 | Ramanagara | Chandapura | Jigani | BG | Golahalli MUSS | F9 national park feeder | Banneragatta , byrappanahalli, sampigehalli, kempanayakanahalli, hale-sampigehalli, kariyappana halli, | 10:00 | 14:00 | 4:00 | 4.67 | Tree trimming, Maintenance of GOS, loose span restrining, Bent pole straightening
05.09.2020 | Ramanagara | Chandapura | Veerasandra
06.09.2020 | Ramanagara | Ramanagara | BEVOOR | GOWDGERE | DUNDANAHALLI | F02-KUMBARAKATTE | KUMBARAKATTE,SIDDANAHLLI,KADARAMANGALA,BEVOOR MANDYA,MAGONOOR, | 13:00 | 17:00 | 4:00 | LOAD SHEDDING | Tree trimming and maintenace
06.09.2020 | Ramanagara | Ramanagara | CPTRSD | HONGANOOR | AKKUR | F-13 KADANKANAHALLI | KADANKANAHALLI, YALIYUR | 12:00 | 14:00 | 2:00 | 2 | MAINTENANCE
06.09.2020 | Ramanagara | Ramanagara | CPTUSD | O&M-2 | Channapatna_66 | F-22 M D Nagar | Sathanoor Circle, Mahadeshwara nagara, KHB, Honganoor, Kanakanagara | 10:00 | 17:00 PM | 7:00 | 1.8 | for Preventive line maintenance
06.09.2020 | Ramanagara | Magadi | Kudur | Kudur | Kudur | KF8 Kudur town | Kudur Town, Kannuru , Hulikal, Kannur | 15:00 | 16:00 | 1:00 | 0.25 | Ab Cable Work
06.09.2020 | Ramanagara | Magadi | Magadi | O&M-2 | Hulikatte | HF1 CHAKRABHAVI | Chakrabhavi, Seegkuppe, | 10:00 | 11:00 | 1:00 | 1.6 | Tree trimming
06.09.2020 | Ramanagara | Kanakapura | Harohalli | Harohalli | RANGANADOODI | F10, F11, F15 KIADB | KIADB 1 & 2 | 11:30 | 16:00 | 4:30 | 4.5 | Schedule Maintance
06.09.2020 | Ramanagara | Kanakapura | Sathanur | DODDALAHALLI | DODDALAHALLI 66/11 KV | F6 PVD F5 Mahimanahalli | Makalanda, Naiknahalli,Ambedkercolony | 10:00 | 15:00 | 5:00 | 2.6 | JUNCLE CLEARENCE & MAINTANANCE WORK
06.09.2020 | Ramanagara | Kanakapura | Sathanur | KABBALU | V R DODDI 66/11 KV | F2 BISLAPPA | KURUBALLI HONNAHALLI VADERAHALLI YELAVALLI GERAHALLI BOMMANAHALLI ACCHLU VADERAHALLI MADWETHIKKALA DODDI VADLEGOWDANADODDI JAKKEGOWDANA DODDI MARANNANADODDI | 9:30 | 14:00 | 4:30 | 2.6 | JUNCLE CLEARENCE & MAINTANANCE WORK
06.09.2020 | Ramanagara | Kanakapura | Sathanur | SATHANUR | HONNIGANAHALLI 66/11 KV | F3 KANCHANAHALLI | HONNIGANAHALLI,ASHRAYANAGARA,MALLEGOWDANADODDI | 10:00 | 15:00 | 5:00 | 1.2 | JUNGLE CLEARENCE
07.09.2020 | Ramanagara | Ramanagara | BEVOOR | GOWDGERE | BEVOOR | F03-HULUVADI | HULUVADI,H.BYDRAHALLI,TENKANAHALLI,TOUTANAHALLI, HANUMAPURADODDI | 12:00 | 15:00 | 3:00 | 0.25 | Tree trimming and GOS maintenace
07.09.2020 | Ramanagara | Ramanagara | BIDADI | Uragahalli | 220/66/11KV Jogaradoddi | F-2 Ittamadu Agri | Ittamadu Agri area | 10:00 | 5:00 | 5:00 | 2 | Feeder maintancance, GOS Mint., Tree trimming
07.09.2020 | Ramanagara | Ramanagara | BIDADI | Uragahalli | 220/66/11KV Jogaradoddi | F-20 Thoredoddi | Thoredoddi Agri area | 10:00 | 5:00 | 5:00 | 3 | Feeder maintancance, GOS Mint., Tree trimming
07.09.2020 | Ramanagara | Ramanagara | BIDADI | Uragahalli | 220/66/11KV Jogaradoddi | F-23 NJY Ittamadu | Ittamadu, Thimmegowdanadoddi, Vrushbavathipura colony, Ramanahalli, Gopahalli, Huchammanadoddi, Annahalli, MG palya | 10:00 | 5:00 | 5:00 | 1 | Feeder maintancance, GOS Mint., Tree trimming
07.09.2020 | Ramanagara | Ramanagara | CPTRSD | KUDLUR | B V HALLI | F-3 BYRASHETTIHALLI | BYRASHETTIHALLI | 10:50 | 13:00 | 2:10 | 2.5 | MAINTENANCE
07.09.2020 | Ramanagara | Ramanagara | RMGRSD | Bannikuppe | Shivanahalli_66kv | F2 Kadanakuppe | Lakkojanahalli,Kadanakuppe,Hosadoddi | 9:00 | 11:00 | 2:00 | 0.23 | Tree trimming and maintenace
07.09.2020 | Ramanagara | Ramanagara | RMGRSD | Bannikuppe | Shivanahalli_66kv | F7 Lakkojanahalli NJY | Lakkojanahalli, Kadanakuppe, Hosadoddi | 9:00 | 11:00 | 2:00 | 0.1 | Tree trimming and maintenace
07.09.2020 | Ramanagara | Magadi | Tavarekere | Chandrappa Circle | Chandrappa Circle | DF3 Huluvenahalli stone crusher | Huluvenahalli, Madapatna, Hunnigere | 10:00 | 12:00 | 2:00 | 4.5 | Tree trimming
07.09.2020 | Ramanagara | Kanakapura | Harohalli | Harohalli | RANGANADOODI | F6 Kadujakkasandra | Dyavasandra | 11:00 | 15:00 | 4:00 | 2.6 | Schedule Maintance
07.09.2020 | Ramanagara | Kanakapura | KKP RSD | Kodihalli | Kodihalli | F03-D.K.PLOT | Doddaguli, Nayakaldoddi, Kebbare, | 11:00 | 15:00 | 4:00 | It is planned in Scheduled Shedding down time | MAINTENANCE
07.09.2020 | Ramanagara | Kanakapura | Sathanur | DODDALAHALLI | DODDALAHALLI 66/11 KV | F6 PVD F5 Mahimanahalli | Makalanda, Naiknahalli,Ambedkercolony | 10:00 | 15:00 | 5:00 | 2.6 | JUNCLE CLEARENCE & MAINTANANCE WORK
07.09.2020 | Ramanagara | Kanakapura | Sathanur | KABBALU | HONNIGANAHALLI 66/11 KV | F13 HALSINAMARADODDDI | KANCHANAHALLI GURUVINAPURA HONNIGANAHALLI DALAVAHI KODIHALLI BENAMANAHALLI KUTHOOR GAALE MADEGOWDANADODDI | 9:30 | 14:00 | 4:30 | 1.2 | JUNCLE CLEARENCE & MAINTANANCE WORK
07.09.2020 | Ramanagara | Kanakapura | Sathanur | SATHANUR | HONNIGANAHALLI 66/11 KV | F6 GURUVINAPURA | HONNIGANAHALLI,ASHRAYANAGARA,MALLEGOWDANADODDI | 10:00 | 15:00 | 5:00 | 1.2 | JUNGLE CLEARENCE
07.09.2020 | Ramanagara | Chandapura | Anekal | Indlawadi O&M | JIGANI MUSS | F04-INDALWADI | Siddainpalya , Soppahalli, indlawadi Cross and Arehalli | 10:30 | 12:30 | 2:00 | 1.1 | Tree triming , Transformet yard Cleaning and GOS maintaince
07.09.2020 | Ramanagara | Chandapura | Jigani | BG | Golahalli MUSS | F6-Ragihalli | ANNAYANADODDI, SEVANAYAKANADODDI, RAMANAYAKANADODDI, RAGIHALLI, SHIVANAHALLI,KARIYAPPANADODDY, UJANAPPANADODDY, JAIPURDODDY, MUDLIAHNADODDY, KORATAGEREDODDY, SOLLEPURADODDY, ONTIMARADODDY, GUDDIAHNADODDY, KATERIDODDY, Mammy dady layout, Vajarahally , Mantapa, Begihally, VADDARAPALYA, MALENALLASANDRA, RAMASANDRA, Kaleshwari | 10:00 | 14:00 | 4:00 | 1.97 | Tree trimming, Maintenance of GOS, loose span restrining, Bent pole straightening
07.09.2020 | Ramanagara | Chandapura | Veerasandra | Ananthanagara | Electronic City Ph2Sec2(Malgudi) | F-12/F-8 | Ananthanagar PhaseI, Vinayakanagara , Kammasandra | 11:00 | 14:00 | 3:00 | 2.1 | Maintainance Works(Tree Trimming, DTC Maintainance, HT/LT Line Maintainance)
07.09.2020 | Ramanagara | Chandapura | Veerasandra | Muthanallur | Naganathapura | F-7 | Huskur, Gatahally,Avalahally,Chikkanagamangala | 11:00 | 14:00 | 3:00 | 1.1 | Maintainance Works(Tree Trimming, DTC Maintainance, HT/LT Line Maintainance)
08.09.2020 | Ramanagara | Ramanagara | BEVOOR | BEVOOR | BEVOOR | F07-KELAGERE | KELEGERE,BYRANAYAKANAHALLI,HAROHALLI DODDI, | 10:00 | 15:00 | 5:00 | LOAD SHEDDING | Tree trimming and maintenace
08.09.2020 | Ramanagara | Ramanagara | BEVOOR | GOWDGERE | BEVOOR | F11-ARALAPURA-NJY | ARALPURA,GUDDETHIMMASANDRA,AVVERHALLI,HOSURDODDI | 12:00 | 15:00 | 3:00 | 0.25 | Tree trimming and GOS maintenace
08.09.2020 | Ramanagara | Ramanagara | CPTRSD | KODAMBALLI | AKKUR | F-2 GARAKAHALLI | SULLERI, GARAKAHALLI | 11:00 | 13:40 | 2:40 | 1.5 | MAINTENANCE
08.09.2020 | Ramanagara | Ramanagara | RMGRSD | Kylancha | Ramanagara_66KV | F12 Hunasanahalli | Thumbenahalli,Thumbenahalli colony,Hebbagodi | 10:00 | 12:00 | 2:00 | 0.1 | Tree trimming and maintenace
08.09.2020 | Ramanagara | Ramanagara | RMGRSD | Kylancha | Chikkenahalli_66kv | F6 veerabhadra NJY | Hulikere ,Gunnur,Gunnur kebbe | 10:00 | 12:00 | 2:00 | 0.23 | Tree trimming and maintenace
08.09.2020 | Ramanagara | Magadi | Kudur | Kudur | Kudur | KF-2 Biskur | Biskur, bilsalahalli, Narasandra | 15:00 | 17:00 | 2:00 | 1.1 | Ab Cable Work
08.09.2020 | Ramanagara | Magadi | Magadi | O&M-2 | agalakote | BYRANAHALLI (HF-9) | Byranahalli, Sathanoor | 10:00 | 12:00 | 2:00 | 1.2 | service connection
08.09.2020 | Ramanagara | Kanakapura | Harohalli | Harohalli | RANGANADOODI | F6 Kadujakkasandra | Dyavasandra | 11:30 | 16:00 | 4:30 | 0.75 | Schedule Maintance
08.09.2020 | Ramanagara | Kanakapura | KKP RSD | Kodihalli | Kodihalli | F04-HERANDAPPANAHALLI | Herandappanahalli, Gulaganahalli, Kempegowdanadoddi, Yakkuli, | 11:00 | 15:00 | 4:00 | It is planned in Scheduled Shedding down time | MAINTENANCE
08.09.2020 | Ramanagara | Kanakapura | Sathanur | DODDALAHALLI | DODDALAHALLI 66/11 KV | F6 PVD F5 Mahimanahalli | Makalanda, Naiknahalli,Ambedkercolony | 10:00 | 15:00 | 5:00 | 2.6 | JUNCLE CLEARENCE & MAINTANANCE WORK
08.09.2020 | Ramanagara | Kanakapura | Sathanur | KABBALU | HONNIGANAHALLI 66/11 KV | F13 HALSINAMARADODDDI | KANCHANAHALLI GURUVINAPURA HONNIGANAHALLI DALAVAHI KODIHALLI BENAMANAHALLI KUTHOOR GAALE MADEGOWDANADODDI | 9:30 | 14:00 | 4:30 | 1.2 | JUNCLE CLEARENCE & MAINTANANCE WORK
08.09.2020 | Ramanagara | Kanakapura | Sathanur | SATHANUR | HONNIGANAHALLI 66/11 KV | F5 HARIHARA | SOLIGERE,SAMBAPURA,KONANGUNDI,KURIMANDE | 10:00 | 15:00 | 5:00 | 1.2 | JUNGLE CLEARENCE
08.09.2020 | Ramanagara | Chandapura | Anekal | Indlawadi O&M | AKLMUSS | F5-Thali road | Thali road , Taluk office road , ameerzan state, santhe bheedhi | 12:50 | 14:30 | 1:40 | 3.1 | Tree triming , Transformet yard Cleaning and GOS maintaince
08.09.2020 | Ramanagara | Chandapura | Jigani | Jigani | hulimangala | F11-Sai baba temple road | prakareddy lay out, thimmareddy lay oput | 10:00 | 17:00 | 7:00 | 3.9 | Tree trimming, Maintenance of GOS, loose span restrining, Bent pole straightening, Auto reclosure work
08.9.2020 | Ramanagara | Kanakapura | KKP USD | O&M2 | Kanakapura | Kodihalli | Bekuppe Circle, Chowkasandra, Thigalarahosahalli, Therinadoddi, Hulibele, Karirayaradoddi, Kunur, Bettegowdanadoddi, Jogamanahosahalli, Narayanapura | 11:00 | 18:00 | 7:00 | 2.7 | Schedule Maintance
09.09.2020 | Ramanagara | Ramanagara | BEVOOR | GOWDGERE | BEVOOR | F09-TENKANALLI | TENKANAHALLI,TOUTANAHALLI,HULUVADI,BYDRAHALLI,HANUMAPURADODDI | 10:00 | 15:00 | 5:00 | 0.25 | Tree trimming
09.09.2020 | Ramanagara | Ramanagara | BEVOOR | GOWDGERE | BEVOOR | F13-KADAREMANGALA | KADARAMANGALA,MAGANOOR,GOWDGERE,BEVOORMANDYA,SIDDANHALLI,KUMBARAKATTE,M B HALLI,KURIDODDI,GUDDEHOSUR | 10:00 | 15:00 | 5:00 | LOAD SHEDDING | Tree trimming
09.09.2020 | Ramanagara | Ramanagara | CPTRSD | B V HALLI | AKKUR | F-10 AMBADAHALLI | AMBADAHALLI, MADAPURA | 11:30 | 13:40 | 2:10 | 1.6 | MAINTENANCE
09.09.2020 | Ramanagara | Ramanagara | RMGRSD | Sugganahalli | Melehalli_66KV | F5 Rampura | - | 9:30 | 12:00 | 2:30 | LOAD SHEDDING | Tree trimming and maintenace
09.09.2020 | Ramanagara | Magadi | Kudur | Kudur | Kudur | KF8 Kudur town | Kudur Town, Kannuru , Hulikal, Kannur | 15:00 | 16:00 | 1:00 | 0.25 | Ab Cable Work
09.09.2020 | Ramanagara | Magadi | Tavarekere | Machohalli | Kodigehalli | KF1 Kachohalli | Chikkagollarahatti Kachohalli Machohalli | 12:00 | 14:00 | 2:00 | 1.8 | Tree trimming
09.09.2020 | Ramanagara | Kanakapura | Harohalli | Harohalli | RANGANADOODI | F7 Rampura | Dyavasandra | 11:00 | 16:00 | 5:00 | 0.5 | Schedule Maintance
09.09.2020 | Ramanagara | Kanakapura | KKP RSD | Kodihalli | Kodihalli | F05-BIJJALLI | Thippur, Thattaguppe, Bijjahalli, Bommasandra | 11:00 | 15:00 | 4:00 | It is planned in Scheduled Shedding down time | MAINTENANCE
09.09.2020 | Ramanagara | Chandapura | Anekal | Anekal Rural O&M | AKLMUSS | F6- IB | BG road, pasura pete , Charch road | 8:30 | 10:30 | 2:00 | 1.7 | Tree triming , Transformet yard Cleaning and GOS maintaince
09.09.2020 | Ramanagara | Chandapura | Jigani | KIADB | Old Jigani | f5 slv | madapatna, harogadde, sitanayakana halli, lingapura | 10:00 | 14:00 | 4:00 | 4.4 | Tree trimming, Maintenance of GOS, loose span restrining, Bent pole straightening
10.09.2020 | Ramanagara | Ramanagara | BEVOOR | DASAVARA | BEVOOR | F07-KELAGERE | KELEGERE,BYRANAYAKANAHALLI,HAROHALLI DODDI, | 12:00 | 15:00 | 3:00 | LOAD SHEDDING | Tree trimming and maintenace
10.09.2020 | Ramanagara | Ramanagara | CPTRSD | SARAGUR | V R DODDI | F-7 UJJANAHALLI | UJJANAHALLI, MENASIGANAHALLI | 10:30 | 12:30 | 2:00 | 2.4 | MAINTENANCE
10.09.2020 | Ramanagara | Magadi | Kudur | Kudur | Kudur | KF-8 Kudur Town, KF-1 Kannur | Kudur Town, Kannuru , Hulikal, Kannur | 15:00 | 17:00 | 2:00 | 1.1 | Ab Cable Work
10.09.2020 | Ramanagara | Magadi | Magadi | O&M-2 | Toobinakere | TF-4 MATTIKERE | mattikere,Kottagarahalli | 10:00 | 12:00 | 2:00 | 1.6 | Tree trimming
10.09.2020 | Ramanagara | Kanakapura | Harohalli | Harohalli | RANGANADOODI | F3 Cheelur | Chilur Panchayath | 11:30 | 15:00 | 3:30 | 1.5 | Schedule Maintance
10.09.2020 | Ramanagara | Kanakapura | KKP RSD | Kodihalli | Kodihalli | F08-ERALPODLU-NJY(MUGGUR-NJY) | Hosadoddi, Channasandra, Kodihalli, Mallapura, Basavanapura, Arjanahalli, Kemplanatha, Eregowdanadoddi, Alanatha | 10:00 | 13:00 | 3:00 | 0.3 | MAINTENANCE
10.09.2020 | Ramanagara | Kanakapura | Sathanur | DODDALAHALLI | DODDALAHALLI 66/11 KV | F6 PVD F5 Mahimanahalli | Makalanda, Naiknahalli,Ambedkercolony | 10:00 | 15:00 | 5:00 | 2.6 | JUNCLE CLEARENCE & MAINTANANCE WORK
10.09.2020 | Ramanagara | Kanakapura | Sathanur | KABBALU | HONNIGANAHALLI 66/11 KV | F13 HALSINAMARADODDDI | KANCHANAHALLI GURUVINAPURA HONNIGANAHALLI DALAVAHI KODIHALLI BENAMANAHALLI KUTHOOR GAALE MADEGOWDANADODDI | 9:30 | 14:00 | 4:30 | 1.2 | JUNCLE CLEARENCE & MAINTANANCE WORK
10.09.2020 | Ramanagara | Kanakapura | Sathanur | SATHANUR | HONNIGANAHALLI 66/11 KV | F10 BHUHALLI | SOLIGERE,SAMBAPURA,KONANGUNDI,KURIMANDE | 10:00 | 15:00 | 5:00 | 1.2 | JUNGLE CLEARENCE
10.09.2020 | Ramanagara | Chandapura | Anekal | Anekal Rural O&M | AKLMUSS | F15-NJY | Muttakatti, Gandhi Nagar and Kempegowda Nagar | 8:30 | 10:00 | 1:30 | 1.5 | Tree triming , Transformet yard Cleaning and GOS maintaince
10.09.2020 | Ramanagara | Chandapura | Jigani | KIADB | Old Jigani | F 7 haragadde | kubrarnall, nosenoor, dyavasandra, bomandahalli, konsandra, | 10:00 | 14:00 | 4:00 | 0.9 | Tree trimming, Maintenance of GOS, loose span restrining, Bent pole straightening
10.09.2020 | Ramanagara | Chandapura | Veerasandra | Veerasandra | HSR | F-16 | Rayasandra,Choodasandra | 11:00 | 14:00 | 3:00 | 0.8 | Maintainance Works(Tree Trimming, DTC Maintainance, HT/LT Line Maintainance)
11.09.2020 | Ramanagara | Ramanagara | BEVOOR | DASAVARA | CHANNAPATNA | F10-ABBUR | ABBURU,ABBURDODDI,VANDARAGUPPE,PATLU,CHIKKANDODDI,KOMANAHALLI,DEVARAHOSSALLI,PAREDODDI | 12:00 | 15:00 | 3:00 | 0.25 | Tree trimming and GOS maintenace
11.09.2020 | Ramanagara | Ramanagara | BEVOOR | GOWDGERE | CHANNAPATNA | F12-THITTAMARANAHALLI | THOREHOSUR,M N HALLI,M N HOSSALLI,THITTAMARANAHALLI,RAMPURA,KUNTHUDODDI,KALLIHOSUR | 10:00 | 15:00 | 5:00 | 0.23 | Tree trimming and GOS maintenace
11.09.2020 | Ramanagara | Ramanagara | CPTRSD | KODAMBALLI | IGGALUR | F-5 NERALUR | NERALUR, IGGALUR | 11:30 | 13:40 | 2:10 | 1.8 | MAINTENANCE
11.09.2020 | Ramanagara | Ramanagara | RMGRSD | Jalamangala | Jalamangala_66KV | F5 Thadikavagilu NJY | Thadikavagilu,Jalamangala ,Kurubarahalli | 12:00 | 15:00 | 3:00 | 0.1 | Tree trimming
11.09.2020 | Ramanagara | Ramanagara | RMGRSD | Shanubhoganahalli | Kootagallu_66KV | F4 Yerehalli | - | 10:00 | 13:00 | 3:00 | 0.23 | Tree trimming and maintenace
11.09.2020 | Ramanagara | Ramanagara | RMGRSD | Shanubhoganahalli | Kootagallu_66KV | F6 KYL NJY | Kootagal,Yarehalli,Thigularadoddi,Poojaridoddi,Basavanadoddi,Ankanahalli,Channegowdanadoddi,Hunasedoddi | 10:00 | 13:00 | 3:00 | 0.3 | Tree trimming and maintenace
11.09.2020 | Ramanagara | Magadi | Kudur | Thippasandra | Yellapura | YF-1 Neralekere, YF-10 Tavarekere | Neralekere, thippasandra | 10:00 | 14:00 | 4:00 | 0.6 | Tree trimming & Service connection
11.09.2020 | Ramanagara | Magadi | Magadi | O&M-2 | agalakote | BYRANAHALLI (HF-9) | Byranahalli, Sathanoor | 10:00 | 13:00 | 3:00 | 1.5 | Kship work
11.09.2020 | Ramanagara | Magadi | Tavarekere | Chandrappa Circle | Donenahalli | DF6 Chikkanahalli | Chikkanahalli, kurubarapalya, | 11:00 | 12:00 | 1:00 | 4 | Service Connection
11.09.2020 | Ramanagara | Kanakapura | Harohalli | Maralavadi | Maralavadi | F9 Banavasi | Banavasi | 11:00 | 16:00 | 5:00 | 0.5 | Schedule Maintance
11.09.2020 | Ramanagara | Kanakapura | KKP RSD | Kodihalli | Kodihalli | F09-ARAKERE NJY | Arakere, Garalapura, Doddakabballi,Kuthagale , Kempegowdanagara, Hanchguli | 10:00 | 13:00 | 3:00 | It is planned in Scheduled Shedding down time | MAINTENANCE
11.09.2020 | Ramanagara | Kanakapura | Sathanur | DODDALAHALLI | DODDALAHALLI 66/11 KV | F6 PVD F5 Mahimanahalli | Makalanda, Naiknahalli,Ambedkercolony | 10:00 | 15:00 | 5:00 | 2.6 | JUNCLE CLEARENCE & MAINTANANCE WORK
11.09.2020 | Ramanagara | Kanakapura | Sathanur | KABBALU | HONNIGANAHALLI 66/11 KV | F13 HALSINAMARADODDDI | KANCHANAHALLI GURUVINAPURA HONNIGANAHALLI DALAVAHI KODIHALLI BENAMANAHALLI KUTHOOR GAALE MADEGOWDANADODDI | 9:30 | 14:00 | 4:30 | 1.2 | JUNCLE CLEARENCE & MAINTANANCE WORK
11.09.2020 | Ramanagara | Kanakapura | Sathanur | SATHANUR | HONNIGANAHALLI 66/11 KV | F11 KAMSAGARA | SAMBHEGOWDANADODDI,SASLAPURA,RAYARADODDI,DOMBARADODDI | 10:00 | 15:00 | 5:00 | 1.2 | JUNGLE CLEARENCE
11.09.2020 | Ramanagara | Chandapura | Anekal | Anekal Rural O&M | AKL MUSS | F5- Thali road | Thali road , Taluk office road , ameerzan state, santhe bheedhi | 11:30 | 13:30 | 2:00 | 3.1 | Tree triming , Transformet yard Cleaning and GOS maintaince
11.09.2020 | Ramanagara | Chandapura | Veerasandra | Ananthanagara | Electronic City Ph2Sec2(Malgudi) | F-12/F-8 | Ananthanagar PhaseI, Vinayakanagara , Kammasandra | 11:00 | 14:00 | 3:00 | 2.1 | Maintainance Works(Tree Trimming, DTC Maintainance, HT/LT Line Maintainance)
12.09.2020 | Ramanagara | Ramanagara | BEVOOR | GOWDGERE | BEVOOR | F06-BEVOOR | BEVOOR ,NAGAVARA,CHIKKENHALLI | 12:00 | 15:00 | 3:00 | LOAD SHEDDING | Tree trimming and maintenace
12.09.2020 | Ramanagara | Ramanagara | CPTRSD | B V HALLI | AKKUR | F-9 JAGADAPURA | JAGADAPURA | 11:50 | 14:00 | 2:10 | 2 | MAINTENANCE
12.09.2020 | Ramanagara | Ramanagara | RMGRSD | Sugganahalli | Jalamangala_66KV | F9 Gungarahalli | Thirumalapura to Katmandoddi | 9:30 | 12:00 | 2:30 | 0.23 | GOS maintenance
12.09.2020 | Ramanagara | Magadi | Kudur | Thippasandra | Yellapura | YF-1 Neralekere, YF-10 Tavarekere | Neralekere, thippasandra | 10:00 | 14:00 | 4:00 | 0.6 | Tree trimming & Service connection
12.09.2020 | Ramanagara | Magadi | Magadi | O&M-2 | Hulikatte | HF4 Hulikatte | honnaiahnapaly henchinaplya | 10:00 | 13:00 | 3:00 | 2.3 | LT reconductring
12.09.2020 | Ramanagara | Kanakapura | Harohalli | Maralavadi | Maralavadi | F9 Banavasi | Banavasi | 11:00 | 16:00 | 5:00 | 0.5 | Schedule Maintance
12.09.2020 | Ramanagara | Kanakapura | KKP RSD | Kodihalli | Kodihalli | F10-HALASURU | Yakkuli, | 11:00 | 15:00 | 4:00 | It is planned in Scheduled Shedding down time | MAINTENANCE
12.09.2020 | Ramanagara | Kanakapura | Sathanur | DODDALAHALLI | DODDALAHALLI 66/11 KV | F6 PVD F5 Mahimanahalli | Makalanda, Naiknahalli,Ambedkercolony | 10:00 | 15:00 | 5:00 | 2.6 | JUNCLE CLEARENCE & MAINTANANCE WORK
12.09.2020 | Ramanagara | Kanakapura | Sathanur | KABBALU | HONNIGANAHALLI 66/11 KV | F13 HALSINAMARADODDDI | KANCHANAHALLI GURUVINAPURA HONNIGANAHALLI DALAVAHI KODIHALLI BENAMANAHALLI KUTHOOR GAALE MADEGOWDANADODDI | 9:30 | 14:00 | 4:30 | 1.2 | JUNCLE CLEARENCE & MAINTANANCE WORK
12.09.2020 | Ramanagara | Kanakapura | Sathanur | SATHANUR | HONNIGANAHALLI 66/11 KV | F2 DALIMBA | SAMBHEGOWDANADODDI,SASLAPURA,RAYARADODDI,DOMBARADODDI | 10:00 | 15:00 | 5:00 | 1.2 | JUNGLE CLEARENCE
12.09.2020 | Ramanagara | Chandapura | Anekal | Anekal Rural O&M | AKLMUSS | F11-WATER-SUPPLY | Chikkahagade, TMC water supply and kammasandra agrahar | 10:30 | 13:00 | 2:30 | 0.3 | Tree triming , Transformet yard Cleaning and GOS maintaince
12.09.2020 | Ramanagara | Chandapura | Jigani | KIADB | JBLR | f5 | Jigani Industrial area | 10:00 | 14:00 | 4:00 | 7.7 | Tree trimming, Maintenance of GOS, loose span restrining, Bent pole straightening
12.09.2020 | Ramanagara | Chandapura | Veerasandra | Muthanallur | Chandapura | F-6 | Ramasagara , Laxmisagara,Alibommasandra,Muthanallur | 11:00 | 14:00 | 3:00 | 1.1 | Maintainance Works(Tree Trimming, DTC Maintainance, HT/LT Line Maintainance)
12.9.2020 | Ramanagara | Ramanagara | BIDADI | Byramangala | 66/11KV Yedamadu | F-9 NJY Gollahalli | Hosur, Aralalusandra, Managanahalli, Gollahalli | 10:00 | 5:00 | 5:00 | 0.6 | Feeder maintancance, GOS Mint., Tree trimming
12.9.2020 | Ramanagara | Ramanagara | BIDADI | Byramangala | 66/11KV Yedamadu | F-7 Atri Aralalusandra | Hosur, Aralalusandra, Managanahalli, Gollahalli | 10:00 | 5:00 | 5:00 | 1.1 | Feeder maintancance, GOS Mint., Tree trimming
12.9.2020 | Ramanagara | Kanakapura | KKP USD | O&M2 | Kanakapura | Kodihalli | Thigalarahosahalli, Therinadoddi, Hulibele, Karirayaradoddi, Kunur, Bettegowdanadoddi | 11:00 | 18:00 | 7:00 | 2.7 | Schedule Maintance
13.09.2020 | Ramanagara | Ramanagara | BEVOOR | BEVOOR | BEVOOR | F14- BYRANAYKANAHALLY NJY | BYRANAYKANAHALLY ,BEVOOR,KELEGERE,BYRANAYAKANAHALLI,HAROHALLI DODDI, | 10:00 | 15:00 | 5:00 | 0.25 | Tree trimming and GOS maintenace
13.09.2020 | Ramanagara | Ramanagara | BEVOOR | BEVOOR | DASAVARA | F03-YELEHOSHALLI | DASHAVARA,YELEHOSSALI,PATELARADODDI,BEVINAMARADODDI,SHEERAGUDDE | 10:00 | 15:00 | 5:00 | 0.25 | Tree trimming and GOS maintenace
13.09.2020 | Ramanagara | Ramanagara | BEVOOR | GOWDGERE | BEVOOR | F13-KADAREMANGALA | KADARAMANGALA,MAGANOOR,GOWDGERE,BEVOORMANDYA,SIDDANHALLI,KUMBARAKATTE,M B HALLI,KURIDODDI,GUDDEHOSUR | 10:00 | 15:00 | 5:00 | 0.25 | Tree trimming and GOS maintenace
13.09.2020 | Ramanagara | Ramanagara | CPTRSD | SARAGUR | CHANNAPTNA | F-17 TAGACHAGERE | B V HALLI, VITALENAHALLI | 10:30 | 12:30 | 2:00 | 0.5 | MAINTENANCE
13.09.2020 | Ramanagara | Magadi | Kudur | Solur | G M Halli | SF-2 Lakkenahalli | Koramangala,Lakkenahalli,Basavenahalli | 10:00 | 14:00 | 4:00 | 1.5 | Tree trimming, NJY work
13.09.2020 | Ramanagara | Magadi | Magadi | O&M-1 | Magadi | MF13 Madabal | neseplaya madabal | 10:00 | 12:00 | 2:00 | 4 | HVDS Works
13.09.2020 | Ramanagara | Magadi | Tavarekere | Tavarekere | Tavarekere | TF1 Tavarekere Town | Tavarekere Lakkuppe Honaganahatti Chikkaveeraianapalya | 12:00 | 13:00 | 1:00 | 3 | Tree trimming
13.09.2020 | Ramanagara | Kanakapura | Harohalli | Maralavadi | Maralavadi | F10, F11, F15 KIADB | KIADB 1 & 2 | 11:30 | 16:00 | 4:30 | 4.5 | Schedule Maintance
13.09.2020 | Ramanagara | Kanakapura | Sathanur | DODDALAHALLI | HAROBELE 66/11 KV | F2 Sangama | sangama ip line | 10:00 | 15:00 | 5:00 | 2.3 | JUNCLE CLEARENCE & MAINTANANCE WORK
13.09.2020 | Ramanagara | Kanakapura | Sathanur | KABBALU | HONNIGANAHALLI 66/11 KV | F4 Kabbalu | Kabbalu IP line | 9:30 | 14:00 | 4:30 | 1.2 | JUNCLE CLEARENCE & MAINTANANCE WORK
13.09.2020 | Ramanagara | Kanakapura | Sathanur | SATHANUR | HONNIGANAHALLI 66/11 KV | F5 HARIHARA | HALSURE,BOREGOWDANADODDI,MURULETHIMMANDODDI,BHUHALLI,DUNTHOOR | 10:00 | 15:00 | 5:00 | 1.2 | JUNGLE CLEARENCE
14.09.2020 | Ramanagara | Ramanagara | BEVOOR | DASAVARA | DASAVARA | F02-HOSAHALLI NJY | DASAVARA,PATELARADODDI,SHEERAGUDDE,BEVINAMARADODDIMAKALI,ILIGARADODDI,NAYIDODLLE,KRISHNAPURADODDI,MAKALI HOSSALLI,PLANTATION DODDI,KOTEVALA | 10:00 | 15:00 | 5:00 | LOAD SHEDDING | Tree trimming and maintenace
14.09.2020 | Ramanagara | Ramanagara | CPTRSD | KUDLUR | IGGALUR | F-1 IGGALUR | IGGALUR | 11:30 | 13:40 | 2:10 | 2 | MAINTENANCE
14.09.2020 | Ramanagara | Kanakapura | Harohalli | Maralavadi | Maralavadi | F9 Banavasi | Banavasi | 11:00 | 16:00 | 5:00 | 0.5 | Schedule Maintance
14.09.2020 | Ramanagara | Kanakapura | KKP RSD | Harobele | Hookunda | F01-BIJJAHALLY NJY | Bijjahalli,Thippuru,Bommasandra,Thattaguppe, Bommasandra | 10:00 | 13:00 | 3:00 | 0.2 | MAINTENANCE
14.09.2020 | Ramanagara | Kanakapura | Sathanur | DODDALAHALLI | HAROBELE 66/11 KV | F2 Sangama | sangama ip line | 10:00 | 15:00 | 5:00 | 2.3 | JUNCLE CLEARENCE & MAINTANANCE WORK
14.09.2020 | Ramanagara | Kanakapura | Sathanur | KABBALU | HONNIGANAHALLI 66/11 KV | F4 Kabbalu | Kabbalu IP line | 9:30 | 14:00 | 4:30 | 1.2 | JUNCLE CLEARENCE & MAINTANANCE WORK
14.09.2020 | Ramanagara | Kanakapura | Sathanur | SATHANUR | HONNIGANAHALLI 66/11 KV | F10 BHUHALLI | HALSURE,BOREGOWDANADODDI,MURULETHIMMANDODDI,BHUHALLI,DUNTHOOR | 10:00 | 15:00 | 5:00 | 1.2 | JUNGLE CLEARENCE
14.09.2020 | Ramanagara | Chandapura | Anekal | Anekal Urban | AKLMUSS | F01-BYAGADADENAHALLI | Vaderahalli, Koon madival, sidhihosakote | 12:30 | 15:00 | 2:30 | 1.93 | Tree triming , Transformet yard Cleaning and GOS maintaince
14.09.2020 | Ramanagara | Chandapura | Jigani | BG | Golahalli MUSS | F8-Kasarguppe, F13-Bytarayandoddi | SEEPKERE, BILWARADAHALLY, SHANUBOGANAHALLY, KANNAYAKANA AGRARA,KULUMEPALYA, KENCHAGIAHNADODDY, MUNIMARAIHNADODDY, BYATARAYANADODDY, SILINDRADODDY, HAKKIPIKKI COLONY, BOOTHANAHALLY, KASARAGUPPE , Byalamadoddy | 10:00 | 14:00 | 4:00 | 2.04 | Tree trimming, Maintenance of GOS, loose span restrining, Bent pole straightening
14.09.2020 | Ramanagara | Chandapura | Veerasandra | Veerasandra | HSR | F-16 | Rayasandra,Choodasandra | 11:00 | 14:00 | 3:00 | 0.8 | Maintainance Works(Tree Trimming, DTC Maintainance, HT/LT Line Maintainance)
15.09.2020 | Ramanagara | Ramanagara | BEVOOR | DASAVARA | CHANNAPATNA | F10-ABBUR | ABBURU,ABBURDODDI,VANDARAGUPPE,PATLU,CHIKKANDODDI,KOMANAHALLI,DEVARAHOSSALLI,PAREDODDI | 10:00 | 14:00 | 4:00 | LOAD SHEDDING | Tree trimming and maintenace
15.09.2020 | Ramanagara | Ramanagara | CPTRSD | KODAMBALLI | CHANNAPATNA | F-16 CHAKKERE | CHAKKALUR, CHAKKERE, KUDLUR | 12:00 | 14:00 | 2:00 | 2 | MAINTENANCE
15.09.2020 | Ramanagara | Ramanagara | RMGRSD | Bannikuppe | Shivanahalli_66kv | F9 Kaveridoddi | Kaveridoddi,Hosurdoddi,Vaddaradodddi | 11:00 | 16:00 | 5:00 | LOAD SHEDDING | GOS maintenance
15.09.2020 | Ramanagara | Ramanagara | RMGRSD | Bannikuppe | Shivanahalli_66kv | F 5 Shivanahalli i NJY | Kaveridoddi,Hosurdoddi,Vaddaradodddi | 9:00 | 11:00 | 2:00 | 0.2 | Tree trimming and maintenace
15.09.2020 | Ramanagara | Magadi | Kudur | Kudur | Kudur | KF-8 Kudur Town, | Kudur Town | 11:00 | 15:00 | 4:00 | 0.5 | Ab Cable Work
15.09.2020 | Ramanagara | Kanakapura | Harohalli | Harohalli | RANGANADOODI | F4 Yedamudu | Kaggalahalli, Medamaranahalli, Hosakote | 11:00 | 16:00 | 5:00 | 0.75 | Schedule Maintance
15.09.2020 | Ramanagara | Kanakapura | Sathanur | DODDALAHALLI | HAROBELE 66/11 KV | F2 Sangama | sangama ip line | 10:00 | 15:00 | 5:00 | 2.3 | JUNCLE CLEARENCE & MAINTANANCE WORK
15.09.2020 | Ramanagara | Kanakapura | Sathanur | KABBALU | HONNIGANAHALLI 66/11 KV | F4 Kabbalu | Kabbalu IP line | 9:30 | 14:00 | 4:30 | 1.2 | JUNCLE CLEARENCE & MAINTANANCE WORK
15.09.2020 | Ramanagara | Kanakapura | Sathanur | SATHANUR | DODDALAHALLI 66/11 KV | F7 CHIKKALAHALLI | DEVEERAMMANDODDI,CHIKKALAHALLI,NEHRUDODDI,GANDHIGRAMA,HONGANIDODDI,ANCHIPURADODDI | 10:00 | 15:00 | 5:00 | 2.6 | JUNGLE CLEARENCE
15.09.2020 | Ramanagara | Chandapura | Anekal | Anekal Rural O&M | AKLMUSS | F21-NJY-HONNAKALASAPURA | Kempavadarahalli, Dodda Hagade and Honnakalasapura | 8:30 | 12:30 | 4:00 | 1.47 | Tree triming , Transformet yard Cleaning and GOS maintaince
15.09.2020 | Ramanagara | Chandapura | Jigani | KIADB | New Jigani | F25 nandanavana | nandana layout, bukksagara, classic layout, | 10:00 | 14:00 | 4:00 | 4.83 | Tree trimming, Maintenance of GOS, loose span restrining, Bent pole straightening
15.09.2020 | Ramanagara | Chandapura | Veerasandra | Ananthanagara | Electronic City Ph2Sec2(Malgudi) | F-12/F-8 | Ananthanagar PhaseI, Vinayakanagara , Kammasandra | 11:00 | 14:00 | 3:00 | 2.1 | Maintainance Works(Tree Trimming, DTC Maintainance, HT/LT Line Maintainance)
15.09.2020 | Ramanagara | Ramanagara | BIDADI | M N halli | 220/66/11KV Jogaradoddi | F-9 KIADB-3 | KIADB Phase-II, Sector-I&II | 10:00 | 5:00 | 5:00 | 3 | Feeder maintancance, GOS Mint., Tree trimming
15.09.2020 | Ramanagara | Kanakapura | KKP USD | O&M3 | Allimaranahalli | Dimbadahalli NJY | Dimbadahalli, Swathantara Nagara, Bandiganahalli, Gugaredoddi, Doddamudavadi, Hosahonniganadoddi, Keremegaladoddi, Halehoniganadoddi | 11:00 | 18:00 | 7:00 | 3.2 | Schedule Maintance
16.09.2020 | Ramanagara | Ramanagara | BEVOOR | BEVOOR | BEVOOR | F06-BEVOOR | BEVOOR ,NAGAVARA,CHIKKENHALLI | 9:00 | 13:00 | 4:00 | LOAD SHEDDING | Tree trimming and maintenace
16.09.2020 | Ramanagara | Ramanagara | CPTRSD | HONGANOOR | AKKUR | F-3 KODAMBALLI | KODAMBALLI, BALLAPATNA, HUNASANAHALLI | 11:30 | 13:40 | 2:10 | 2 | MAINTENANCE
16.09.2020 | Ramanagara | Ramanagara | RMGRSD | Kylancha | Chikkenahalli_66kv | F6 veerabhadra NJY | Hulikere ,Gunnur,Gunnur kebbe, Vaddarahalli, Gollaradoddi, Channiganadoddi | 10:00 | 12:00 | 2:00 | 0.1 | Tree trimming and maintenace
16.09.2020 | Ramanagara | Ramanagara | RMGRSD | Shanubhoganahalli | Kootagallu_66KV | F3 Shanubhoganahalli | - | 10:00 | 14:00 | 4:00 | 0.23 | Tree trimming and GOS maintenace
16.09.2020 | Ramanagara | Ramanagara | RMGRSD | Shanubhoganahalli | Kootagallu_66KV | F2 Dhanayakanapura | SB halli,Dhanayakanapura, Kurubarahalli | 10:00 | 14:00 | 4:00 | 0.23 | Tree trimming and GOS maintenace
16.09.2020 | Ramanagara | Magadi | Magadi | O&M-1 | V.G Doddi | VF-4 GAVINAGA MANGALA | attimgere matta , Megaladoddi,ramakallupalya | 10:00 | 12:00 | 2:00 | 1.5 | service connection
16.09.2020 | Ramanagara | Magadi | Tavarekere | Tavarekere | Tavarekere | TF8 KADABAGERE | Kadabagere, mahimannanapalya, | 10:00 | 12:00 | 2:00 | 3 | Tree trimming
16.09.2020 | Ramanagara | Kanakapura | Harohalli | Harohalli | Yedumadu | F4 Yedamudu | Kaggalahalli, Medamaranahalli, Hosakote | 11:00 | 16:00 | 5:00 | 0.75 | Schedule Maintance
16.09.2020 | Ramanagara | Kanakapura | KKP RSD | Harobele | Hookunda | F02-BOMMASANDRA IP | Thattaguppe, Bijjahalli, Bommasandra | 11:00 | 15:00 | 4:00 | It is planned in Scheduled Shedding down time | MAINTENANCE
16.09.2020 | Ramanagara | Kanakapura | Sathanur | DODDALAHALLI | HAROBELE 66/11 KV | F2 Sangama | sangama ip line | 10:00 | 15:00 | 5:00 | 2.3 | JUNCLE CLEARENCE & MAINTANANCE WORK
16.09.2020 | Ramanagara | Kanakapura | Sathanur | KABBALU | HONNIGANAHALLI 66/11 KV | F4 Kabbalu | Kabbalu IP line | 9:30 | 14:00 | 4:30 | 1.2 | JUNCLE CLEARENCE & MAINTANANCE WORK
16.09.2020 | Ramanagara | Kanakapura | Sathanur | SATHANUR | DODDALAHALLI 66/11 KV | F9 NAGARASANAKOTE | DEVEERAMMANDODDI,CHIKKALAHALLI,NEHRUDODDI,GANDHIGRAMA,HONGANIDODDI,ANCHIPURADODDI | 10:00 | 15:00 | 5:00 | 2.6 | JUNGLE CLEARENCE
16.09.2020 | Ramanagara | Chandapura | Anekal | Anekal Rural O&M | AKLMUSS | F15-NJY | Muttakatti, Gandhi Nagar and Kempegowda Nagar | 11:30 | 13:30 | 2:00 | 1.5 | Tree triming , Transformet yard Cleaning and GOS maintaince
16.09.2020 | Ramanagara | Chandapura | Chandapura | Bommasandra | BIA MUSS | F8 feeder | MTR Road | 10:00 | 14:00 | 4:00 | 3.5 | Tree trimming, Maintenance of GOS, loose span restrining, Bent pole straightening
16.09.2020 | Ramanagara | Chandapura | Jigani | Jigani | Old Jigani | F1-Jigani | Jigani, Harappanahalli,. Koppa, Kempapura | 10:00 | 14:00 | 4:00 | 4.67 | Tree trimming, Maintenance of GOS, loose span restrining, Bent pole straightening
17.09.2020 | Ramanagara | Ramanagara | BEVOOR | DASAVARA | CHANNAPATNA | F20-DEVARAHOSAHALLI-NJY | KENGAL,HANUMANTHAPURA,CHANDRAGIRIDODDI,POWLIDODDI,LAMBANITANDYA,KANNAMANGALA,ANGARAHALLI,GOLLARAHALLIDODDI,SARGOORUDODDIABBURU,ABBURDODDI,PATLU,CHIKKANDODDI,KOMANAHALLI,DEVARAHOSSALLI,PAREDODDI | 10:00 | 15:00 | 5:00 | 0.63 | Tree trimming and maintenace
17.09.2020 | Ramanagara | Ramanagara | CPTRSD | KODAMBALLI | SHIVANAHALLI | F-4 DODDANAHALLI | DODDANAHALLI | 10:00 | 12:00 | 2:00 | 3 | MAINTENANCE
17.09.2020 | Ramanagara | Magadi | Magadi | O&M-1 | Magadi | MF-9 Savanadurga | Savanadurga, Naikanapalya gate | 14:00 | 18:00 | 4:00 | 1.6 | HVDS Works
17.09.2020 | Ramanagara | Magadi | Tavarekere | Chandrappa Circle | Chandrappa Circle | DF7 Lakshmipura stone crusher | Madapatna, C K Thandya, Alammanapalya | 10:00 | 12:00 | 2:00 | 1.6 | Tree trimming
17.09.2020 | Ramanagara | Kanakapura | Harohalli | Harohalli | Yedumadu | F4 Yedamudu | Kaggalahalli, Medamaranahalli, Hosakote | 11:00 | 16:00 | 5:00 | 0.75 | Schedule Maintance
17.09.2020 | Ramanagara | Kanakapura | KKP RSD | Harobele | Hookunda | F03-GULAGANAHALLY IP | Thippuru, Kumegowdanadoddi, Gulaganahalli | 11:00 | 15:00 | 4:00 | It is planned in Scheduled Shedding down time | MAINTENANCE
17.09.2020 | Ramanagara | Kanakapura | Sathanur | DODDALAHALLI | HAROBELE 66/11 KV | F2 Sangama | sangama ip line | 10:00 | 15:00 | 5:00 | 2.3 | JUNCLE CLEARENCE & MAINTANANCE WORK
17.09.2020 | Ramanagara | Kanakapura | Sathanur | KABBALU | HONNIGANAHALLI 66/11 KV | F4 Kabbalu | Kabbalu IP line | 9:30 | 14:00 | 4:30 | 1.2 | JUNCLE CLEARENCE & MAINTANANCE WORK
17.09.2020 | Ramanagara | Kanakapura | Sathanur | SATHANUR | HONNIGANAHALLI 66/11 KV | F1 SATHANUR | KEMMALE,KALEGOWDANADODDI,SATHANUR | 10:00 | 15:00 | 5:00 | 1.2 | PROVIDING SPACER
17.09.2020 | Ramanagara | Chandapura | Anekal | Anekal Rural O&M | AKLMUSS | F09-SOLUR | Kalanayakanahalli village, A Medahali and Choodenahalli | 8:00 | 10:30 | 2:30 | 1.78 | Tree triming , Transformet yard Cleaning and GOS maintaince
17.09.2020 | Ramanagara | Chandapura | Jigani | KIADB | Old Jigani | f2 harapanahalli | harapanahalli, koppa gate, nuthn layout | 10:00 | 14:00 | 4:00 | 4.1 | Tree trimming, Maintenance of GOS, loose span restrining, Bent pole straightening
18.09.2020 | Ramanagara | Ramanagara | BEVOOR | BEVOOR | DASAVARA | F03-YELEHOSHALLI | DASHAVARA,YELEHOSSALI,PATELARADODDI,BEVINAMARADODDI,SHEERAGUDDE | 10:00 | 15:00 | 5:00 | 0.25 | Tree trimming and GOS maintenace
18.09.2020 | Ramanagara | Ramanagara | CPTRSD | B V HALLI | AKKUR | F-6 BANAGAHALLI | MADAPURA,BANAGAHALLI | 10:30 | 12:30 | 2:00 | 2.4 | MAINTENANCE
18.09.2020 | Ramanagara | Ramanagara | RMGRSD | Sugganahalli | Melehalli_66KV | F7 Lakshmipura F5 Rampura | - | 9:30 | 12:00 | 2:30 | LOAD SHEDDING | Tree trimming and GOS maintenace
18.09.2020 | Ramanagara | Magadi | Kudur | Kudur | Kudur | KF8 Kudur town | Kudur Town | 10:00 | 14:00 | 4:00 | 0.5 | Ab Cable Work
18.09.2020 | Ramanagara | Magadi | Kudur | Solur | G M Halli | F10 Hakkinalu | GM halli, Hakkinalu, Garkeshpura | 10:00 | 14:00 | 4:00 | 1.5 | Service Connection
18.09.2020 | Ramanagara | Magadi | Kudur | Thippasandra | Yellapura | YF-6 Honnapura, YF-9 Hebbanalu | Neralekere, thippasandra, Honnapura | 14:00 | 16:00 | 2:00 | 0.5 | Tree trimming
18.09.2020 | Ramanagara | Magadi | Magadi | O&M-2 | Hulikatte | HF5 KALLUDEVANAHALLI | kalludevanahalli, belagavadi | 11:00 | 13:00 | 2:00 | 2.4 | Tree trimming
18.09.2020 | Ramanagara | Kanakapura | Harohalli | Harohalli | Hanumanthanagara | F5 Hanumanthanagara | Chilur Panchayath | 11:00 | 16:00 | 5:00 | 0.75 | Schedule Maintance
18.09.2020 | Ramanagara | Kanakapura | KKP RSD | Hunasanahalli | Hunasanahalli | F03-GOLLARADODDI NJY | Hunasanahalli, Thimmanadoddi, Gollaradoddi | 11:00 | 15:00 | 4:00 | 0.2 | MAINTENANCE
18.09.2020 | Ramanagara | Kanakapura | Sathanur | Doddalahalli | Doddalahalli 66/11 KV | F1 DKS | doddalahalli | 10:00 | 16:00 | 6:00 | 2.6 | GOS REPAIR WORK
18.09.2020 | Ramanagara | Kanakapura | Sathanur | SATHANUR | HONNIGANAHALLI 66/11 KV | F12 TOWM | KEMMALE,KALEGOWDANADODDI,SATHANUR | 10:00 | 15:00 | 5:00 | 1.2 | PROVIDING SPACER
18.09.2020 | Ramanagara | Chandapura | Anekal | Indlawadi O&M | AKLMUSS | F09-SOLUR | Kalanayakanahalli village, A Medahali and Choodenahalli | 8:00 | 10:30 | 2:30 | 1.78 | Tree triming , Transformet yard Cleaning and GOS maintaince
18.09.2020 | Ramanagara | Kanakapura | KKP USD | O&M1 | 66/11 KV KANKAPURA MUSS | F9-Harohalli | Baradanahalli, veerupasandra, lakshmipura, Adanakuppe, Kallalli, Jawanammana doddi | 10:00 | 18:00 | 8:00 | 2.76 | Schedule Maintance
19.09.2020 | Ramanagara | Ramanagara | BEVOOR | DASAVARA | DASAVARA | F02-HOSAHALLI NJY | DASAVARA,PATELARADODDI,SHEERAGUDDE,BEVINAMARADODDIMAKALI,ILIGARADODDI,NAYIDODLLE,KRISHNAPURADODDI,MAKALI HOSSALLI,PLANTATION DODDI,KOTEVALA | 9:00 | 13:00 | 4:00 | 0.25 | Tree trimming and maintenace
19.09.2020 | Ramanagara | Ramanagara | CPTRSD | B V HALLI | V R DODDI | F-8 MENASIGANAHALLI | UJJANAHALLI, MENASIGANAHALLI | 10:30 | 12:30 | 2:00 | 1.6 | MAINTENANCE
19.09.2020 | Ramanagara | Ramanagara | RMGRSD | Sugganahalli | Melehalli_66KV | F9 Gungarahalli | Gungarahalli to Lakshmipura | 9:30 | 12:00 | 2:30 | 0.1 | GOS maintenance
19.09.2020 | Ramanagara | Magadi | Kudur | Kudur | Kudur | KF-8 Kudur Town, KF-1 Kannur | Kudur Town, Kannuru , Hulikal, Kannur | 12:00 | 16:00 | 4:00 | 1.5 | Service Connection
19.09.2020 | Ramanagara | Magadi | Magadi | O&M-2 | agalakote | MF13 Madabal | navagrama adabal | 14:00 | 18:00 | 4:00 | 1.2 | LT reconductring
19.09.2020 | Ramanagara | Kanakapura | Harohalli | Harohalli | Hanumanthanagara | F5 Hanumanthanagara | Chilur Panchayath | 11:00 | 16:00 | 5:00 | 0.75 | Schedule Maintance
19.09.2020 | Ramanagara | Kanakapura | KKP RSD | Hunasanahalli | Hunasanahalli | F04-KABBALAIAHNADODDYDODDI NJY | Mugguru, Bannimukodalu, Chikkamukodalu | 10:00 | 13:00 | 3:00 | It is planned in Scheduled Shedding down time | MAINTENANCE
19.09.2020 | Ramanagara | Kanakapura | Sathanur | DODDALAHALLI | Doddalahalli 66/11 KV | F1 DKS | doddalahalli | 10:00 | 16:00 | 6:00 | 2.6 | GOS REPAIR WORK
19.09.2020 | Ramanagara | Kanakapura | Sathanur | KABBALU | HONNIGANAHALLI 66/11 KV | F13 HALSINAMARADODDDI | KANCHANAHALLI GURUVINAPURA HONNIGANAHALLI DALAVAHI KODIHALLI BENAMANAHALLI KUTHOOR GAALE MADEGOWDANADODDI | 10:00 | 15:00 | 5:00 | 1.2 | JUNCLE CLEARENCE & MAINTANANCE WORK
19.09.2020 | Ramanagara | Kanakapura | Sathanur | SATHANUR | HONNIGANAHALLI 66/11 KV | F3 KANCHANAHALLI | HONNIGANAHALLI,ASHRAYANAGARA,MALLEGOWDANADODDI | 10:00 | 15:00 | 5:00 | 1.2 | PROVIDING SPACER
19.09.2020 | Ramanagara | Chandapura | Anekal | Anekal Urban | AKLMUSS | F04-MUTHAKATTI | Gandhi nagr, S Madival and S Thimmasandra | 12:00 | 14:20 | 2:20 | 0.95 | Tree triming , Transformet yard Cleaning and GOS maintaince
20.02.2020 | Ramanagara | Kanakapura | Sathanur | KABBALU | V R DODDI 66/11 KV | F2 BISLAPPA | KURUBALLI HONNAHALLI VADERAHALLI YELAVALLI GERAHALLI BOMMANAHALLI ACCHLU VADERAHALLI MADWETHIKKALA DODDI VADLEGOWDANADODDI JAKKEGOWDANA DODDI MARANNANADODDI | 10:00 | 15:00 | 5:00 | 2.6 | JUNCLE CLEARENCE & MAINTANANCE WORK
20.09.2019 | Ramanagara | Ramanagara | BEVOOR | DASAVARA | DASAVARA | F01-DASHWARA | KENGAL,HANUMANTHAPURA,CHANDRAGIRIDODDI,POWLIDODDI,LAMBANITANDYA,KANNAMANGALA,ANGARAHALLI,GOLLARAHALLIDODDI,SARGOORUDODDI | 13:00 | 17:00 | 4:00 | LOAD SHEDDING | Tree trimming and maintenace
20.09.2020 | Ramanagara | Ramanagara | CPTRSD | B V HALLI | CHANNAPTNA | F-3 B V HALLI | B V HALLI, VITALENAHALLI | 11:45 | 13:40 | 1:55 | 0.7 | MAINTENANCE
20.09.2020 | Ramanagara | Magadi | Tavarekere | Chandrappa Circle | Chandrappa Circle | DF7 Lakshmipura stone crusher | Madapatna, C K Thandya, Alammanapalya | 15:00 | 17:00 | 2:00 | 2.2 | Service Connection
20.09.2020 | Ramanagara | Kanakapura | Harohalli | Maralavadi | RANGANADOODI | F10, F11, F15 KIADB | KIADB 1 & 2 | 11:30 | 16:00 | 4:30 | 4.5 | Schedule Maintance
20.09.2020 | Ramanagara | Kanakapura | Sathanur | DODDALAHALLI | Doddalahalli 66/11 KV | F1 DKS | doddalahalli | 10:00 | 16:00 | 6:00 | 2.6 | GOS REPAIR WORK
20.09.2020 | Ramanagara | Kanakapura | Sathanur | SATHANUR | HONNIGANAHALLI 66/11 KV | F6 GURUVINAPURA | HONNIGANAHALLI,ASHRAYANAGARA,MALLEGOWDANADODDI | 10:00 | 15:00 | 5:00 | 1.2 | PROVIDING SPACER
21.09.2020 | Ramanagara | Ramanagara | BEVOOR | DASAVARA | DASAVARA | F03-YELEHOSHALLI | DASHAVARA,YELEHOSSALI,PATELARADODDI,BEVINAMARADODDI,SHEERAGUDDE | 14:00 | 18:00 | 4:00 | LOAD SHEDDING | Tree trimming and maintenace
21.09.2020 | Ramanagara | Ramanagara | CPTRSD | KODAMBALLI | CHANNAPTNA | F-8 HONGANOOR | HONGANOOR, SUNNAGATTA | 10:30 | 12:30 | 2:00 | 2 | MAINTENANCE
21.09.2020 | Ramanagara | Kanakapura | Harohalli | Maralavadi | Chatrr | F8 Paduvanagere | T Hosahalli | 11:00 | 16:00 | 5:00 | 0.75 | Schedule Maintance
21.09.2020 | Ramanagara | Kanakapura | KKP RSD | Hunasanahalli | Hunasanahalli | F05-DIMBADAHALLY | Hunasanahalli,Hunasanakodihalli,ganganahaalli,Thimmanadoddi | 11:00 | 15:00 | 4:00 | It is planned in Scheduled Shedding down time | MAINTENANCE
21.09.2020 | Ramanagara | Kanakapura | Sathanur | DODDALAHALLI | Haroble 66/11 KV | F11 Nallahalli | Nallahalli,Harobele,jyuthinagara | 10:00 | 16:00 | 6:00 | 2.3 | GOS REPAIR WORK
21.09.2020 | Ramanagara | Kanakapura | Sathanur | KABBALU | V R DODDI 66/11 KV | F2 BISLAPPA | KURUBALLI HONNAHALLI VADERAHALLI YELAVALLI GERAHALLI BOMMANAHALLI ACCHLU VADERAHALLI MADWETHIKKALA DODDI VADLEGOWDANADODDI JAKKEGOWDANA DODDI MARANNANADODDI | 10:00 | 15:00 | 5:00 | 2.6 | JUNCLE CLEARENCE & MAINTANANCE WORK
21.09.2020 | Ramanagara | Kanakapura | Sathanur | SATHANUR | HONNIGANAHALLI 66/11 KV | F5 HARIHARA | SOLIGERE,SAMBAPURA,KONANGUNDI,KURIMANDE | 10:00 | 15:00 | 5:00 | 1.2 | PROVIDING SPACER
21.09.2020 | Ramanagara | Chandapura | Anekal | Anekal Urban | AKLMUSS | F20-VANAKANAHALLY NJY | Singasandra, Vanakanahalli nad Telagarahalli | 13:30 | 15:30 | 2:00 | 0.63 | Tree triming , Transformet yard Cleaning and GOS maintaince
22.09.202 | Ramanagara | Kanakapura | Sathanur | KABBALU | V R DODDI 66/11 KV | F2 BISLAPPA | KURUBALLI HONNAHALLI VADERAHALLI YELAVALLI GERAHALLI BOMMANAHALLI ACCHLU VADERAHALLI MADWETHIKKALA DODDI VADLEGOWDANADODDI JAKKEGOWDANA DODDI MARANNANADODDI | 10:00 | 15:00 | 5:00 | 2.6 | JUNCLE CLEARENCE & MAINTANANCE WORK
22.09.2020 | Ramanagara | Ramanagara | BEVOOR | BEVOOR | BEVOOR | F15-MUNKUNDA | Bevoor ,H.MOGENHALLI,KANNASANDRA,HARURU,M.K DODDI,Harur | 9:00 | 13:00 | 4:00 | 0.2 | Tree trimming and maintenace
22.09.2020 | Ramanagara | Ramanagara | CPTRSD | B V HALLI | AKKUR | F-4 S M HALLI | SOGALA,S M HALLI | 10:00 | 12:00 | 2:00 | 2.2 | MAINTENANCE
22.09.2020 | Ramanagara | Ramanagara | RMGRSD | Shanubhoganahalli | Kootagallu_66KV | F3 Shanubhoganahalli | - | 10:00 | 14:00 | 4:00 | 0.1 | Tree trimming and GOS maintenace
22.09.2020 | Ramanagara | Ramanagara | RMGRSD | Shanubhoganahalli | Kootagallu_66KV | F2 Dhanayakanapura | SB halli,Dhanayakanapura, Kurubarahalli | 10:00 | 14:00 | 4:00 | 0.1 | Tree trimming and GOS maintenace
22.09.2020 | Ramanagara | Magadi | Kudur | Kudur | Srigiripura | SF-2 Veerasagara | Veerasagara, Srigiripura | 10:00 | 14:00 | 4:00 | 0.5 | Tree trimming,Service Connection
22.09.2020 | Ramanagara | Magadi | Magadi | O&M-2 | Hulikatte | MF-9 Savanadurga | Savanadurga, | 10:00 | 13:00 | 3:00 | 1.6 | LT reconductring
22.09.2020 | Ramanagara | Kanakapura | Harohalli | Harohalli | Hanumanthanagara | F5 Hanumanthanagara | Chilur Panchayath | 11:00 | 16:00 | 5:00 | 0.75 | Schedule Maintance
22.09.2020 | Ramanagara | Kanakapura | KKP RSD | Hunasanahalli | Hunasanahalli | F06-BANNIMUKKODLU NEW | Honniganahalli,Thattekere,Varthipura,Basavanapura, Chikkamukodlu, Bannimukodlu | 11:00 | 15:00 | 4:00 | It is planned in Scheduled Shedding down time | MAINTENANCE
22.09.2020 | Ramanagara | Kanakapura | Sathanur | DODDALAHALLI | Haroble 66/11 KV | F11 Nallahalli | Nallahalli,Harobele,jyuthinagara | 10:00 | 16:00 | 6:00 | 2.3 | GOS REPAIR WORK
22.09.2020 | Ramanagara | Kanakapura | Sathanur | SATHANUR | HONNIGANAHALLI 66/11 KV | F10 BHUHALLI | SOLIGERE,SAMBAPURA,KONANGUNDI,KURIMANDE | 10:00 | 15:00 | 5:00 | 1.2 | PROVIDING SPACER
22.09.2020 | Ramanagara | Chandapura | Anekal | Anekal Rural O&M | AKLMUSS | F09-SOLUR | Kalanayakanahalli village, A Medahali and Choodenahalli | 10:30 | 12:30 | 2:00 | 1.78 | Tree triming , Transformet yard Cleaning and GOS maintaince
22.09.2020 | Ramanagara | Kanakapura | KKP USD | O&M3 | Chikkenahalli | Anajawadi | Anajawadi, Chikkamuduwadi, Chikkamuduwadi gate, Doddamuduvadi | 14:00 | 18:00 | 4:00 | 1 | Schedule Maintance
23.09.2020 | Ramanagara | Ramanagara | BEVOOR | BEVOOR | SANKALAGERE | F05-THORE HOSURU | THOREHOSUR,M N HALLI,M N HOSSALLI, | 10:00 | 15:00 | 5:00 | LOAD SHEDDING | Tree trimming and maintenace
23.09.2020 | Ramanagara | Ramanagara | CPTRSD | HONGANOOR | CHANNAPTNA | F-10 SARAGUR | SARAGUR, VEEREGOWDANADODDI | 12:00 | 14:00 | 2:00 | 2 | MAINTENANCE
23.09.2020 | Ramanagara | Ramanagara | RMGRSD | Bannikuppe | Shivanahalli_66kv | F2 Kadanakuppe | Lakkojanahalli,Kadanakuppe,Hosadoddi,Nanjapura | 9:00 | 11:00 | 2:00 | LOAD SHEDDING | Tree trimming and GOS maintenace
23.09.2020 | Ramanagara | Ramanagara | RMGRSD | Bannikuppe | Shivanahalli_66kv | F7 Lakkojanahalli NJY | Lakkojanahalli,Kadanakuppe,Hosadoddi,Nanjapura | 9:00 | 11:00 | 2:00 | 0.2 | Tree trimming and maintenace
23.09.2020 | Ramanagara | Magadi | Magadi | O&M-1 | V.G Doddi | Vf4 Gavinagamangala | ANNEKARANAHALLI DABBAGUI , MANCHANABELE | 15:00 | 18:00 | 3:00 | 1.2 | HVDS Works
23.09.2020 | Ramanagara | Magadi | Magadi | O&M-2 | Hulikatte | HF5 KALLUDEVANAHALLI | hulikatte, halasabele | 10:00 | 13:00 | 3:00 | 2.4 | Kship work
23.09.2020 | Ramanagara | Magadi | Tavarekere | Chandrappa Circle | Chandrappa Circle | DF8 Chunchanakuppe | Chunchanakuppe, huluvenahalli | 10:00 | 12:00 | 2:00 | 2.3 | Service Connection
23.09.2020 | Ramanagara | Kanakapura | Harohalli | Maralavadi | Hanumanthanagara | F5 Hanumanthanagara | Chilur Panchayath | 11:00 | 16:00 | 5:00 | 0.75 | Schedule Maintance
23.09.2020 | Ramanagara | Kanakapura | KKP RSD | Hunasanahalli | Hunasanahalli | F07-VALASI IP | Salabanni, Valshi, Hanakadaburu | 11:00 | 15:00 | 4:00 | It is planned in Scheduled Shedding down time | MAINTENANCE
23.09.2020 | Ramanagara | Chandapura | Anekal | Anekal Rural O&M | AKLMUSS | F02-CHANDAPURA | VBHC & sankeerthan Apratment | 12:00 | 14:00 | 2:00 | 1.43 | Tree triming , Transformet yard Cleaning and GOS maintaince
24.02.2020 | Ramanagara | Kanakapura | Sathanur | KABBALU | V R DODDI 66/11 KV | F2 BISLAPPA | KURUBALLI HONNAHALLI VADERAHALLI YELAVALLI GERAHALLI BOMMANAHALLI ACCHLU VADERAHALLI MADWETHIKKALA DODDI VADLEGOWDANADODDI JAKKEGOWDANA DODDI MARANNANADODDI | 10:00 | 15:00 | 5:00 | 2.6 | JUNCLE CLEARENCE & MAINTANANCE WORK
24.09.2020 | Ramanagara | Ramanagara | BEVOOR | DASAVARA | DASAVARA | F01-MAKALI | MAKALI,ILIGARADODDI,NAYIDODLLE,KRISHNAPURADODDI,MAKALI HOSSALLI,PLANTATION DODDI,KOTEVALA | 9:00 | 13:00 | 4:00 | LOAD SHEDDING | Tree trimming and maintenace
24.09.2020 | Ramanagara | Ramanagara | CPTRSD | KODAMBALLI | CHANNAPATNA | F-5 SINGARAJIPURA | SINGARAJIPURA | 10:30 | 12:30 | 2:00 | 0.6 | MAINTENANCE
24.09.2020 | Ramanagara | Magadi | Magadi | O&M-2 | agalakote | HF2 Agalakote | Halasabele, Agalakote Handpost,Gollarahatti | 11:00 | 12:00 | 1:00 | 1.2 | Tree trimming
24.09.2020 | Ramanagara | Kanakapura | Harohalli | Maralavadi | Maralavadi | F3 Therubeedi | Yalacahavadi | 11:00 | 16:00 | 5:00 | 0.75 | Schedule Maintance
24.09.2020 | Ramanagara | Kanakapura | KKP RSD | Hunasanahalli | Hunasanahalli | F08-KOLAGONDANAHALLY NJY | Kolagondanhalli, Bilidale, Gattigunda, Aralagadakalu | 10:00 | 13:00 | 3:00 | 0.3 | MAINTENANCE
24.09.2020 | Ramanagara | Kanakapura | Sathanur | DODDALAHALLI | Haroble 66/11 KV | F11 Nallahalli | Nallahalli,Harobele,jyuthinagara | 10:00 | 16:00 | 6:00 | 2.3 | GOS REPAIR WORK
24.09.2020 | Ramanagara | Kanakapura | Sathanur | SATHANUR | HONNIGANAHALLI 66/11 KV | F11 KAMSAGARA | SAMBHEGOWDANADODDI,SASLAPURA,RAYARADODDI,DOMBARADODDI | 10:00 | 15:00 | 5:00 | 1.2 | PROVIDING SPACER
24.09.2020 | Ramanagara | Chandapura | Anekal | Indlawadi O&M | AKLMUSS | F8- Cheeling Centre | KEB quarters , TRS temple , Ragavendra circle | 9:30 | 11:20 | 1:50 | 3.7 | Tree triming , Transformet yard Cleaning and GOS maintaince
25.09.2020 | Ramanagara | Ramanagara | BEVOOR | DASAVARA | CHANNAPATNA | F20-DEVARAHOSAHALLI-NJY | KENGAL,HANUMANTHAPURA,CHANDRAGIRIDODDI,POWLIDODDI,LAMBANITANDYA,KANNAMANGALA,ANGARAHALLI,GOLLARAHALLIDODDI,SARGOORUDODDIABBURU,ABBURDODDI,PATLU,CHIKKANDODDI,KOMANAHALLI,DEVARAHOSSALLI,PAREDODDI | 13:00 | 17:00 | 4:00 | LOAD SHEDDING | Tree trimming and maintenace
25.09.2020 | Ramanagara | Ramanagara | BEVOOR | GOWDGERE | BEVOOR | F09-TENKANALLI | TENKANAHALLI,TOUTANAHALLI,HULUVADI,BYDRAHALLI,HANUMAPURADODDI | 10:00 | 15:00 | 5:00 | LOAD SHEDDING | Tree trimming and maintenace
25.09.2020 | Ramanagara | Ramanagara | CPTRSD | KUDLUR | AKKUR | F-11 SOGALA | HAROKOPPA, SOGALA | 10:00 | 12:00 | 2:00 | 0.6 | MAINTENANCE
25.09.2020 | Ramanagara | Ramanagara | RMGRSD | Shanubhoganahalli | Kootagallu_66KV | F3 Shanubhoganahalli | - | 10:00 | 14:00 | 4:00 | LOAD SHEDDING | Tree trimming and GOS maintenace
25.09.2020 | Ramanagara | Ramanagara | RMGRSD | Shanubhoganahalli | Kootagallu_66KV | F2 Dhanayakanapura | SB halli,Dhanayakanapura, Kurubarahalli | 10:00 | 14:00 | 4:00 | 0.1 | Tree trimming and GOS maintenance
25.09.2020 | Ramanagara | Magadi | Kudur | Kudur | Srigiripura | SF-2 Veerasagara | Veerasagara, Srigiripura | 10:00 | 14:00 | 4:00 | 0.5 | Tree trimming,Service Connection
25.09.2020 | Ramanagara | Magadi | Kudur | Kudur | Kudur | KF-12 Arishinakunte | Arishinakunte, Aladakatte. MG Halli | 10:00 | 14:00 | 4:00 | 0.6 | Tree trimming
25.09.2020 | Ramanagara | Magadi | Kudur | Kudur | Kudur | KF-8 Kudur Town, KF-1 Kannur | Kudur Town, Kannuru , Hulikal, Kannur | 12:00 | 16:00 | 4:00 | 1.5 | Service Connection
25.09.2020 | Ramanagara | Magadi | Kudur | Solur | G M Halli | SF-1 Solur | Solur, Ramanahalli, Chikka Solur | 10:00 | 14:00 | 4:00 | 1.5 | Tree trimming, NJY work
25.09.2020 | Ramanagara | Magadi | Kudur | Thippasandra | Yellapura | YF-6 Honnapura, YF-9 Hebbanalu | Neralekere, thippasandra, Honnapura | 14:00 | 16:00 | 2:00 | 0.5 | Tree trimming
25.09.2020 | Ramanagara | Magadi | Tavarekere | Tavarekere | T G Halli | TGF1 Gangappanahalli | Gangappanahalli jogerahalli, naganahalli, cholanayakanahalli | 11:00 | 12:00 | 1:00 | 4 | Tree trimming
25.09.2020 | Ramanagara | Kanakapura | Harohalli | Maralavadi | Maralavadi | F3 Therubeedi | Yalacahavadi | 11:00 | 16:00 | 5:00 | 0.75 | Schedule Maintance
25.09.2020 | Ramanagara | Kanakapura | KKP RSD | Hookunda | Hookunda | F01-HOOKUNDA NJY | Iruligara colony,Kadushivanahalli,Veeraiahnadoddi,Aralagadakalu,Alagadakalu,Kolagondanahalli,Gattigundha,cha,undipura | 11:00 | 15:00 | 4:00 | 0.8 | MAINTENANCE
25.09.2020 | Ramanagara | Kanakapura | Sathanur | DODDALAHALLI | Doddalahalli 66/11 KV | F1 Om shanthi dhama | uyamballi,Sangama, Hagganur,Kuppedoddi | 10:00 | 16:00 | 6:00 | 2.6 | GOS REPAIR WORK
25.09.2020 | Ramanagara | Kanakapura | Sathanur | KABBALU | GURUVINAPURA66/11 KV | F2 GURUVINAPURA | GURUVINAPURA ,KANCHANAHALLI,RAJIVGANDHINAGARA | 10:00 | 15:00 | 5:00 | 1.6 | JUNCLE CLEARENCE & MAINTANANCE WORK
25.09.2020 | Ramanagara | Kanakapura | Sathanur | SATHANUR | HONNIGANAHALLI 66/11 KV | F2 DALIMBA | SAMBHEGOWDANADODDI,SASLAPURA,RAYARADODDI,DOMBARADODDI | 10:00 | 15:00 | 5:00 | 1.2 | PROVIDING SPACER
25.09.2020 | Ramanagara | Chandapura | Anekal | Indlawadi O&M | AKLMUSS | F18-NJY CHIKKA HOSAHALLI | Nagaiyana Doddi, Chinaiyana Palya and Thimmasandra | 13:30 | 15:30 | 2:00 | 2.77 | Tree triming , Transformet yard Cleaning and GOS maintaince
26.09.2020 | Ramanagara | Ramanagara | BEVOOR | BEVOOR | DASAVARA | F03-YELEHOSHALLI | DASHAVARA,YELEHOSSALI,PATELARADODDI,BEVINAMARADODDI,SHEERAGUDDE | 10:00 | 15:00 | 5:00 | 0.25 | Tree trimming and GOS maintenace
26.09.2020 | Ramanagara | Ramanagara | CPTRSD | SARAGUR | CHANNAPTNA | F-13 KUDLUR | CHAKKALUR, CHAKKERE, KUDLUR | 11:30 | 14:00 | 2:30 | 0.6 | MAINTENANCE
26.09.2020 | Ramanagara | Magadi | Tavarekere | Machohalli | Tavarekere | TF8 KADABAGERE | Kadabagere, mahimannanapalya, | 12:00 | 13:00 | 1:00 | 1.2 | Tree trimming
26.09.2020 | Ramanagara | Kanakapura | Harohalli | Maralavadi | Maralavadi | F3 Therubeedi | Yalacahavadi | 11:00 | 16:00 | 5:00 | 0.75 | Schedule Maintance
26.09.2020 | Ramanagara | Kanakapura | KKP RSD | Hookunda | Hookunda | F02-SHIVANEGOWDANADODDY | I.Gollahalli, Aremegaladoddi, Uyyabahallidoddi, Bollamallapanadoddi, Pillegowdanadoddi, Shivanegowdanadoddi, Barakal Betta, Marigowdanadoddi, Terigedoddi, Arakoppa, Alakuli, Balepuradoddi, Devarajammanadoddi | 11:00 | 15:00 | 4:00 | It is planned in Scheduled Shedding down time | MAINTENANCE
26.09.2020 | Ramanagara | Kanakapura | Sathanur | DODDALAHALLI | Doddalahalli 66/11 KV | F1 Om shanthi dhama | uyamballi,Sangama, Hagganur,Kuppedoddi | 10:00 | 16:00 | 6:00 | 2.6 | GOS REPAIR WORK
26.09.2020 | Ramanagara | Kanakapura | Sathanur | KABBALU | GURUVINAPURA66/11 KV | F1 Bhimeshvara | GURUVINAPURA ,KANCHANAHALLI,RAJIVGANDHINAGARA | 10:00 | 15:00 | 5:00 | 1.6 | JUNCLE CLEARENCE & MAINTANANCE WORK
26.09.2020 | Ramanagara | Kanakapura | Sathanur | SATHANUR | HONNIGANAHALLI 66/11 KV | F5 HARIHARA | HALSURE,BOREGOWDANADODDI,MURULETHIMMANDODDI,BHUHALLI,DUNTHOOR | 10:00 | 15:00 | 5:00 | 1.2 | PROVIDING SPACER
26.09.2020 | Ramanagara | Chandapura | Anekal | Anekal Rural O&M | AKLMUSS | F19- KAVERI TELECOM | Suragajakkanahalli , Soppahali and Indlawadi Cross | 7:00 | 8:50 | 1:50 | 3.4 | Transformet yard Cleaning
27.09.2020 | Ramanagara | Ramanagara | BEVOOR | GOWDGERE | DUNDANAHALLI | F02-KUMBARAKATTE | KUMBARAKATTE,SIDDANAHLLI,KADARAMANGALA,BEVOOR MANDYA,MAGONOOR, | 13:00 | 17:00 | 4:00 | LOAD SHEDDING | Tree trimming and maintenace
27.09.2020 | Ramanagara | Ramanagara | CPTRSD | KODAMBALLI | IGGALUR | F-5 NERALUR | NERALUR, IGGALUR | 10:30 | 12:30 | 2:00 | 0.8 | MAINTENANCE
27.09.2020 | Ramanagara | Magadi | Magadi | O&M-1 | Magadi | VF-3 V.G.DHODDI | k v thandya, manchanabele, savanadurga | 11:00 | 12:00 | 1:00 | 1.5 | service connection
27.09.2020 | Ramanagara | Kanakapura | Sathanur | DODDALAHALLI | Doddalahalli 66/11 KV | F1 Om shanthi dhama | uyamballi,Sangama, Hagganur,Kuppedoddi | 10:00 | 16:00 | 6:00 | 2.6 | GOS REPAIR WORK
27.09.2020 | Ramanagara | Kanakapura | Sathanur | KABBALU | GURUVINAPURA66/11 KV | F1 Bhimeshvara | GURUVINAPURA ,KANCHANAHALLI,RAJIVGANDHINAGARA | 10:00 | 15:00 | 5:00 | 1.6 | JUNCLE CLEARENCE & MAINTANANCE WORK
27.09.2020 | Ramanagara | Kanakapura | Sathanur | SATHANUR | HONNIGANAHALLI 66/11 KV | F10 BHUHALLI | HALSURE,BOREGOWDANADODDI,MURULETHIMMANDODDI,BHUHALLI,DUNTHOOR | 10:00 | 15:00 | 5:00 | 1.2 | PROVIDING SPACER
27.09.2020 | Ramanagara | Kanakapura | KKP USD | O&M1 | Kanakapura | Town-1 | Kanakapura town | 14:00 | 16:00 | 2:00 | 2.7 | Schedule Maintance
28.09.2020 | Ramanagara | Ramanagara | BEVOOR | BEVOOR | BEVOOR | F01-H.MOGENAHALLI | H.MOGENHALLI,KANNASANDRA,HARURU,M.K DODDI | 9:00 | 13:00 | 4:00 | LOAD SHEDDING | Tree trimming and maintenace
28.09.2020 | Ramanagara | Ramanagara | CPTRSD | SARAGUR | AKKUR | F-4 S M HALLI | SOGALA,S M HALLI | 11:30 | 13:40 | 2:10 | 2 | MAINTENANCE
28.09.2020 | Ramanagara | Ramanagara | RMGRSD | Jalamangala | CHIKKA_GANGANVADI_66 KV | F2 Doddagangawadi | Doddagangawadi,Thalavadi,Chikkagangawadi | 9:00 | 12:00 | 3:00 | 0.2 | Tree trimming
28.09.2020 | Ramanagara | Ramanagara | RMGRSD | Sugganahalli | Melehalli_66KV | F7 Lakshmipura F5 Rampura | - | 9:30 | 12:00 | 2:30 | LOAD SHEDDING | Tree trimming
28.09.2020 | Ramanagara | Ramanagara | RMGRSD | Sugganahalli | Melehalli_66KV | F9 Gungarahalli | Lakshmipura to Hagalahalli | 9:30 | 12:00 | 2:30 | 0.4 | GOS maintenance
28.09.2020 | Ramanagara | Magadi | Magadi | O&M-1 | Magadi | MF13 Madabal | Nesepalya, uduvegere, Revannaplya | 13:00 | 16:00 | 3:00 | 1.6 | HVDS Works
28.09.2020 | Ramanagara | Magadi | Tavarekere | Chandrappa Circle | Tavarekere | TF11 Madapatna stone crusher | Madapatna ind area, Jodialadamara | 15:00 | 17:00 | 2:00 | 2.2 | Service Connection
28.09.2020 | Ramanagara | Kanakapura | Harohalli | Maralavadi | RANGANADOODI | F10, F11, F15 KIADB | KIADB 1 & 2 | 11:30 | 16:00 | 4:30 | 4.5 | Schedule Maintance
28.09.2020 | Ramanagara | Kanakapura | KKP RSD | Hookunda | Hookunda | F03-KOTEKOPPA | Chellipuradoddi, I.Gollahalli, Thagadegowdanadoddi, Balepura, Doddakoppa, Kotekoppa | 11:00 | 15:00 | 4:00 | It is planned in Scheduled Shedding down time | MAINTENANCE
28.09.2020 | Ramanagara | Kanakapura | Sathanur | DODDALAHALLI | Doddalahalli 66/11 KV | F4 Madival | Madivala,Sangama,Hegganur,Kuppedoddi | 10:00 | 16:00 | 6:00 | 2.6 | Jungle cutting
28.09.2020 | Ramanagara | Kanakapura | Sathanur | KABBALU | V R DODDI 66/11 KV | F3 Attihalli | Attihalli,Gerahalli,Surnahalli,Thotahalli,Balebasappandoddi | 10:00 | 15:00 | 5:00 | 2.6 | JUNCLE CLEARENCE & MAINTANANCE WORK
28.09.2020 | Ramanagara | Kanakapura | Sathanur | SATHANUR | DODDALAHALLI 66/11 KV | F7 CHIKKALAHALLI | DEVEERAMMANDODDI,CHIKKALAHALLI,NEHRUDODDI,GANDHIGRAMA,HONGANIDODDI,ANCHIPURADODDI | 10:00 | 15:00 | 5:00 | 2.6 | PROVIDING SPACER
28.09.2020 | Ramanagara | Chandapura | Anekal | Anekal Rural O&M | AKLMUSS | F8- Cheeling Centre | KEB quarters , TRS temple , Ragavendra circle | 11:20 | 13:20 | 2:00 | 3.7 | Transformet yard Cleaning
29.09.2020 | Ramanagara | Ramanagara | BEVOOR | BEVOOR | BEVOOR | F06-BEVOOR | BEVOOR ,NAGAVARA,CHIKKENHALLI | 13:00 | 17:00 | 4:00 | LOAD SHEDDING | Tree trimming and maintenace
29.09.2020 | Ramanagara | Ramanagara | BEVOOR | DASAVARA | DASAVARA | F02-HOSAHALLI NJY | DASAVARA,PATELARADODDI,SHEERAGUDDE,BEVINAMARADODDIMAKALI,ILIGARADODDI,NAYIDODLLE,KRISHNAPURADODDI,MAKALI HOSSALLI,PLANTATION DODDI,KOTEVALA | 9:00 | 13:00 | 4:00 | 0.25 | Tree trimming and maintenace
29.09.2020 | Ramanagara | Ramanagara | CPTRSD | B V HALLI | IGGALUR | F-7 MAREGOWDANADODDI | MAREGOWDANADODDI, C B DODDI | 10:00 | 12:00 | 2:00 | 0.8 | MAINTENANCE
29.09.2020 | Ramanagara | Magadi | Magadi | O&M-2 | Hulikatte | HF4 Hulikatte | hulikatte, halasabele | 10:00 | 13:00 | 3:00 | 2.3 | Kship work
29.09.2020 | Ramanagara | Kanakapura | Sathanur | DODDALAHALLI | Doddalahalli 66/11 KV | F4 Madival | Madivala,Sangama,Hegganur,Kuppedoddi | 10:00 | 16:00 | 6:00 | 2.6 | Jungle cutting
29.09.2020 | Ramanagara | Kanakapura | Sathanur | KABBALU | V R DODDI 66/11 KV | F3 Attihalli | Attihalli,Gerahalli,Surnahalli,Thotahalli,Balebasappandoddi | 10:00 | 15:00 | 5:00 | 2.6 | JUNCLE CLEARENCE & MAINTANANCE WORK
29.09.2020 | Ramanagara | Chandapura | Anekal | Anekal Rural O&M | AKLMUSS | F6-IB | BG road, pasura pete , Charch road | 11:30 | 13:30 | 2:00 | 1.7 | Tree triming , Transformet yard Cleaning and GOS maintaince
30.09.2020 | Ramanagara | Ramanagara | BEVOOR | DASAVARA | DASAVARA | F01-DASHWARA | KENGAL,HANUMANTHAPURA,CHANDRAGIRIDODDI,POWLIDODDI,LAMBANITANDYA,KANNAMANGALA,ANGARAHALLI,GOLLARAHALLIDODDI,SARGOORUDODDI | 13:00 | 17:00 | 4:00 | LOAD SHEDDING | Tree trimming and maintenace
30.09.2020 | Ramanagara | Ramanagara | BEVOOR | DASAVARA | DASAVARA | F03-YELEHOSHALLI | DASHAVARA,YELEHOSSALI,PATELARADODDI,BEVINAMARADODDI,SHEERAGUDDE | 14:00 | 18:00 | 4:00 | LOAD SHEDDING | Tree trimming and maintenace
30.09.2020 | Ramanagara | Ramanagara | CPTRSD | B V HALLI | B V HALLI | F-1 BOOHALLI | BOOHALLI, SINGARAJIPURA | 10:00 | 12:00 | 2:00 | 0.8 | MAINTENANCE
30.09.2020 | Ramanagara | Ramanagara | Ramanagara Urban | O& M-3 | 66KV/11KV Ramanagara | F8Town -3 | Rayaradododi,jalamangala Road,Ksrtc busstand,water tank | 10:00 | 5:00 | 5:00 | 2.6 | Preventive Maintenance
30.09.2020 | Ramanagara | Ramanagara | Ramanagara Urban | O& M-3 | 66KV/11KV Ramanagara | F14 Rayaradoddi | B M Road, Rangarayaradoddi,Archakarahalli, Kanakapura circle | 10:00 | 5:00 | 5:00 | 0.7 | Preventive Maintenance
30.09.2020 | Ramanagara | Ramanagara | Ramanagara Urban | O&M-1 | 66KV/11KV Ramanagara | F2 Town -1 | Tippu Nagara, Kottipura | 10:00 | 17:30 | 7:30 | 2.5 | Sheduled Preventive Maintenance of Transformer Centre's
30.09.2020 | Ramanagara | Ramanagara | Ramanagara Urban | O&M-1 | 66KV/11KV Ramanagara | F3 Balageri | Kumundan Mohalla, Thopkhan Mohalla, Police station road, Balageri, Madarkhan Mohalla, Church Road, Nalabandavadi, Neralekeri, Mothinagara, Railwaystation Road | 10:00 | 14:00 | 4:00 | 0.9 | Sheduled Preventive Maintenance of Transformer Centre's
30.09.2020 | Ramanagara | Ramanagara | Ramanagara Urban | O&M-2 | 66KV/11KV Ramanagara | F10 Town 2 | Vinayakanagara, Vijayanagara, Formacy College Konkanidoddi | 10:00 | 17:30 | 7:30 | 2.5 | Sheduled Preventive Maintenance of Transformer Centre's
30.09.2020 | Ramanagara | Ramanagara | Ramanagara Urban | O&M-2 | 66KV/11KV Ramanagara | F13 Vaderahalli NJY | Vaderahalli, Ramadevarapaada, Basavanapura, Gangarajanahalli, Aralimaradoddi | 10:00 | 15:00 | 5:00 | 0.8 | GOS Maintenance
30.09.2020 | Ramanagara | Ramanagara | Ramanagara Urban | O&M-2 | 66/11KV Kempanahalli` | F10 Madapura NJY | S.B.doddi, Madapura , Shivanegowdandoddi, Kethohalli, | 10:00 | 15:00 | 5:00 | 1.2 | GOS Maintenance
30.09.2020 | Ramanagara | Ramanagara | Ramanagara Urban | O&M-2 | 66/11KV Kempanahalli` | F05 Industrial | Rampuradoddi , Madapura , Shivanegowdandoddi, Kethohalli | 10:00 | 15:00 | 5:00 | 0.9 | GOS Maintenance
30.09.2020 | Ramanagara | Magadi | Kudur | Kudur | Srigiripura | SF-2 Veerasagara | Veerasagara, Srigiripura | 10:00 | 14:00 | 4:00 | 0.5 | Tree trimming,Service Connection
30.09.2020 | Ramanagara | Magadi | Magadi | O&M-1 | Magadi | MF7 Sidaganahalli | Singripalya, torechennanahalli, thimmasandra | 11:00 | 12:00 | 1:00 | 1.2 | Tree trimming
30.09.2020 | Ramanagara | Magadi | Tavarekere | Machohalli | Kodigehalli | KF1 Kachohalli | Chikkagollarahatti Kachohalli Machohalli | 10:00 | 11:00 | 1:00 | 6 | Tree trimming
30.09.2020 | Ramanagara | Chandapura | Anekal | Anekal Rural O&M | AKLMUSS | F11-WATER-SUPPLY | Chikkahagade, TMC water supply and kammasandra agrahar | 9:30 | 11:30 | 2:00 | 0.3 | Tree triming , Transformet yard Cleaning and GOS maintaince

## Kolar
BANGALORE ELECTRICITY SUPPLY COMPANY LIMITED
DETAILS OF PLANNED OUTAGES(MAINTENANCE AND LOAD SHEDDING) IN KOLAR CIRCLE FOR THE MONTH OF SEPTEMBER-2020
Date | Circle | Division | Sub division | Section | Name of the MUSS | 11KV Feeder Name (Affected Feeder) | Areas fed by the feeder (All areas to be mentioned) | Time of Outage |  | Duration of load restriction in Hours | Appx Quantum of load restriction in MW | Nature of outage
[8 empty] | From Hr | To Hr
06.09.20 | Kolar | KGF | Malur | MASTHI/KUDIYANUR | 66/11 kV MUSS MASTHI | F01-TORALAKKI | Obatty Agrahara, Bandahatty , Byranadoddy , Mulakammanadoddy, Kupuru, Hasandahally, Natuvarahally, Balanayakanadoddy, Tholasanadoddy, Muthenahatty, Rayasandra, Doddadanavahally, | 11:00 | 15:00 | 4 Hours | 21.25 MW | The work of overhauling of 66 kV line & other GOS Sets at 66/11 kV Lakkur MUSS
06.09.20 | Kolar | KGF | Malur | MASTHI/KUDIYANUR | 66/11 kV MUSS MASTHI | F02-THURANASI | Thrunasi, Golapete , Krishanapura , Dursandahally ,Karisandra, Uparahally, Tyganadoddy, Thrunasi, Shamshettyhally Nagadenahally, Thirthabandahatty, Tholakanahally, Kanchala ,Bedishettyhally, Harumakanahally, Haleharumakanahally, Bypanahally, Dudavanahally Hosamanegalu , Kothigutalahally,
06.09.20 | Kolar | KGF | Malur | MASTHI/KUDIYANUR | 66/11 kV MUSS MASTHI | F03-D-N-DODDI | Bantahalli, Padavanahalli, DN Doddi, Pemma Doddi,
06.09.20 | Kolar | KGF | Malur | MASTHI/KUDIYANUR | 66/11 kV MUSS MASTHI | F04-DINAHALLI | Kadavanapura, Chalaganahalli, Chikka Iggalur, Dhoddaiggalur, Nagondahalli,
06.09.20 | Kolar | KGF | Malur | MASTHI/KUDIYANUR | 66/11 kV MUSS MASTHI | F05-KESARAGERE | Byrasandra, Ramanathapura, Kudenu, Manishettyhalli, M. Upparahalli,
06.09.20 | Kolar | KGF | Malur | MASTHI/KUDIYANUR | 66/11 kV MUSS MASTHI | F06-CHIKKAIGGALUR | M. Hosahalli, Chikkallalli, Dhodkallalli, Sonapanatti,
06.09.20 | Kolar | KGF | Malur | MASTHI/KUDIYANUR | 66/11 kV MUSS MASTHI | F07-RAJENAHALLI | Gollahalli, Sinkanahalli, Rajenahalli, Adhikarahatti, Nallandahalli,
06.09.20 | Kolar | KGF | Malur | MASTHI/KUDIYANUR | 66/11 kV MUSS MASTHI | F08-MASTI-VENKATESH-IYENGAR | Kathralli, Masthi, A.D. Colony,golpet, krishnapura, Dhursandalli, Karesandra, K.Upparahalli,shamsheetyhalli, Thrunisi, Thyagan dhoddi, Nagadhenahalli, Tholakanahalli, Theerthabandahatti, Venkatapura, Kanchala, Dhuduvanahalli, Byappanahalli, Betshettahalli, Haleharmakanahalli, Chikkaharmakanahalli, Dhinnahalli, Hosamanegalu ( Yelegalahalli), Kothi gutlahalli, Nidumakanahalli, Ganiganahalli, Palya, Ramasagara, Koththur, Kondatti (Kondanahalli), Ajjappanahalli, Gudagahalli.
06.09.20 | Kolar | KGF | Malur | MASTHI/KUDIYANUR | 66/11 kV MUSS MASTHI | F09-ANIKARA-HALLI | Gangasandra, Mirapanahalli, Kadadhanahalli, Ahanya, Padavanahalli, Keseragere, Bittnahalli, Appayana Agrahara, Allahalli,Shamsheetyhalli, Choramangala, Suggandahalli, Malakanahalli, Tharaballi, Oppachahalli, D.N. Dhoddi, Bennagatta, Chikkadhommarapalya, Dhoddadhommarapalya, Bantahalli
06.09.20 | Kolar | KGF | Malur | MASTHI/KUDIYANUR | 66/11 kV MUSS MASTHI | F10-ASANDAHALLI | Bantahatti, Byranadhoddi,vardapura, Asandalli, Kuppur, Naturahalli, Balanayakana Dhoddi, Muthyanahatti, tholasandoddy, Rayasandra, Kadhirenahalli, Yelesandra, chikadanavahalli, pemandoddy,Dooda-dhanavaahlli, obatti agrahara, hallahalli, thuruvalahatti, jinkathimanahalli, thoralaki, chikathorallaki, A k nathimanahalli, nalathimanahalli.
06.09.20 | Kolar | KGF | Malur | MASTHI/KUDIYANUR | 66/11 kV MUSS MASTHI | F11-DODDAKALA-HALLI | Kathralli, Balleramane, Nagapura, Hanumathnagara, Indhumangala,
06.09.20 | Kolar | KGF | Malur | MASTHI/KUDIYANUR | 66/11 kV MUSS MASTHI | F12-BANTEHALLI | Tharabahally, Vapachahally, D.N Doddy , Benagatta , Chikkadombarapalya , Bantahally , Doddadombarapalya
06.09.20 | Kolar | KGF | Malur | MASTHI/KUDIYANUR | 66/11 kV MUSS MASTHI | F13-MASTHI TOWN | Masthi Town including surrounded HT installations
06.09.20 | Kolar | KGF | Malur | MASTHI/KUDIYANUR | 66/11 kV MUSS MASTHI | F14-ALAHALLI | Balanayakanadoddy, Tholasanadoddy, Muthenahatty, Rayasandra, Doddadanavahally, Alahalli
06.09.20 | Kolar | KGF | Malur | LAKKUR/MASTHI/KUDIYANUR | 66/11 kV MUSS LAKKUR | F01-PURA | Lakkur, Pura, Barguru, Kodur, Charandi, Chudagondanahalli, Hulimangala, H. Hoskote, Kodihalli, Thalakunte |  |  |  | 17.425 MW
06.09.20 | Kolar | KGF | Malur |  |  | F02-CHIKKA-TIRUPATHI | Jagadhenahalli, Lakkasandra, Chikkathirupathi
06.09.20 | Kolar | KGF | Malur |  |  | F03-LAKKUR | Anchemaskur, Bagursonnenahalli, Kadumuchsandra,
06.09.20 | Kolar | KGF | Malur |  |  | F04-CHENNIGARAYAPURA | Lakkur, Pura, Barguru, Kodur, Charandi, Chudagondanahalli, Hulimangala, H. Hoskote, Kodihalli, Thalakunte, Jayamangala, Minasandra, Chowdadhenahalli, Gonur, Channigarayapura, Aranigatta, Gonurkoppa, Chalaganahalli
06.09.20 | Kolar | KGF | Malur |  |  | F05-SAMPANGERE | Jagadhenahalli, Lakkasandra, Chikkathirupathi, Anchemaskur, Bagursonnenahalli, Kadumuchsandra, Ettakodi, Kalkere, Gollahalli, Sampengere, Dhommarapalya, Alambadi, Sidhnalli, Sonnu, Rajakrishnapura, Laxmipura
06.09.20 | Kolar | KGF | Malur |  |  | F06-HOSAKOTE | 100% Feeding from Other (Hosakote Sub-Division) Sub-Division
06.09.20 | Kolar | KGF | Malur |  |  | F07-KODIHALLI | Alambadi, Sidhnalli, Sonnu, Rajakrishnapura, Laxmipura
06.09.20 | Kolar | KGF | Malur |  |  | F09-FIRE-LUXOR | Artha Layouts, Fire Luxor Developer Layout
2020-09-08 | KOLAR | Chikkaballapura | Gowribidanuru | HOSURU | RAMAPURA _66 | F7 KOTALADINNE | kotaladinne, hosuru, hale upparahalli | 11:30 | 15:00 | 3:30 | 1.1 | NJY
2020-09-08 | KOLAR | Chikkaballapura | Gowribidanuru | THONDEBAVI | THONDEBAVI_66 | F13 KALLINAYAKANAHALLI | kalliunayakanahalli | 11:30 | 15:00 | 3:30 | 1.1 | NJY
2020-09-10 | KOLAR | KOLAR | KOLAR URBAN | O&M2 | 220/66/11kV | F2 | ATCM CIRCLE, BANGARPETE CIRCLE, DOOMLIGHT CIRCLE, MG ROAD, KURUBERPETE, AMBEDKAR NAGAR, KANAKANPALYA, OLD BUSSTAND | 0.41667 | 3:00PM | 5 | 1.1 | MAINTENANCE WORK( Secondary line works,tree trimming,cleaning near dtc's)
2020-09-11 | KOLAR | KOLAR | KOLAR URBAN | O&M1 | 220/66/11kV | F7 | NEW BUSSTAND, KARANJIKATTE, MUNESHWARANAGAR, RAJANAGAR,KILARIPETE, SHARADA TALKIES ROAD, KATARIPALYA, BESCOM OFFICE | 0.41667 | 3:00PM | 5 | 2.3 | MAINTENANCE WORK( Secondary line works,tree trimming,cleaning near dtc's)
2020-09-12 | KOLAR | KOLAR | KOLAR URBAN | O&M1 | 220/66/11kV | F20 | NEAR VISHVESWARAYA STADIUM, MUNESHWARANAGAR | 0.41667 | 3:00PM | 5 | 1.5 | MAINTENANCE WORK( Secondary line works,tree trimming,cleaning near dtc's)
2020-09-13 | KOLAR | KOLAR | KOLAR URBAN | O&M3 | 220/66/11kV | F12 | BYPASS, GAJALDINNE,PETECHAMANAHALLI, JAYANAGAR, TEKKAL ROAD | 0.41667 | 3:00PM | 5 | 1.6 | LINK LINE
2020-09-14 | KOLAR | KOLAR | KOLAR URBAN | O&M4 | 220/66/11kV | F6 | GANDHINAGAR, FORT, SIGNAL CIRCLE | 0.41667 | 3:00PM | 5 | 1 | ROAD WIDENING(AMRUTH CITY YOJANE)
14.09.2020 | KOLAR | Chikkaballapura | Bagepalli | Pathapalya | Chakavelu | F3 ugranamaplli | Chakavelu Manjunathapura Kurabarahalli Doddivaripalli Chinnaganapalli Pathapalya Devarajapalli Byrammagaripalli Kogilavaripalli | 11:00 | 15:00 | 4:00 | 2.2 | NJY
2020-09-15 | KOLAR | Chikkaballapura | Chickballapur RSD | O&M-5 | Chikkaballapura_IA | F15-NJY Chelumenahalli | Chelumenahalli,Doddakirugambi,Chikkadigenahalli,Chokkahalli | 11:30 | 15:00 | 3:30 | 1.1 | NJY
2020-09-18 | KOLAR | Chikkaballapura | Gowribidanuru | ALLIPURA | GOWRIBIDANURU_220 | F16 GEDARE | vedalaveni , gedare, bommasandra kamaganahalli | 10:00 | 12:00 | 2:00 | 0.8 | NJY
2020-09-19 | Kolar | Chintamani | CSD Chinthamani | O&M-4 | Ganjigunte | F03-NELAMACHANHALLI | Anoor Shettihalli | 8:00 | 12:00 | 4:00 | 2.8 | HT Reconducting Work
2020-09-20 | Kolar | Chintamani | CSD Chinthamani | O&M-4 | Ganjigunte | F12-NJY PALENAHALLI | Konapalli, Shettihalli, Kathriguppe | 8:00 | 12:00 | 4:00 | 2.8 | HT Reconducting Work
2020-09-21 | Kolar | Chintamani | CSD Chinthamani | O&M-4 | Kodihalli | F01-KURUBUR | Kurubur, Gajalahalli, Mylandlahalli | 8:00 | 12:00 | 4:00 | 3.23 | HT Reconducting Work
2020-09-22 | Kolar | Chintamani | CSD Chinthamani | O&M-3 | Kodihalli | F02-DODDAPURA-NJY | Gollahalli, Mudachintahalahalli, Madikere | 6:00 | 9:00 | 3:00 | 3.23 | COVERED CONDUCTING WORK
2020-09-23 | Kolar | Chintamani | CSD Chinthamani | O&M-4 | Kodihalli | F05-D.B.HALLI | Doddabommanahlli, Seekal Chikkabommanahalli Mylandlahalli gate | 8:00 | 12:00 | 4:00 | 3.23 | HT Reconducting Work
2020-09-24 | Kolar | Chintamani | CSD Chinthamani | O&M-3 | Kodihalli | F06-ANOOR | Anoor, Doddaganjur | 8:00 | 12:00 | 4:00 | 3.23 | HT Reconducting Work
2020-09-25 | Kolar | Chintamani | CSD Chinthamani | O&M-3 | Kodihalli | F07-K-HOSUR | Doddaganjur, Anoor, Hosur | 8:00 | 12:00 | 4:00 | 3.23 | HT Reconducting Work
2020-09-26 | Kolar | Chintamani | CSD Chinthamani | O&M-3 | Kodihalli | F08-G-KODIHALLI | Kagathi, Ulavadi, Digunarepalli, Kodihalli | 10:00 | 12:00 | 2:00 | 3.23 | HT Reconducting Work
2020-09-27 | Kolar | Chintamani | CSD Chinthamani | O&M-3 | Kodihalli | F09-KODADAVADI | Kodihalli, Hosur, Kodadhavadi, Doddanetha | 8:00 | 12:00 | 4:00 | 3.23 | HT Reconducting Work
2020-09-28 | Kolar | Chintamani | CSD Chinthamani | O&M-3 | Nandhiganahalli | F01-THUMMALAHALLI NJY | Kurubur, Mylandlahalli, Gajalahalli, Seekal | 8:00 | 12:00 | 4:00 | 3.238 | HT Reconducting Work
2020-09-16 | KOLAR | Chintamani | RSD Chinthamani | Kaiwara-2 | Talagawara MUSS | F5-Hirekattagenahalli | Mutagadahalli, Madabahalli, Gunnahalli, Neranakallu, Nayandarahalli Colony, Nayandarahalli. | 9:00 | 17:00 | 8:00 | 1.17 | HT Re-Conductoring
2020-09-18 | KOLAR | Chintamani | RSD Chinthamani | Batlahalli | Iragampalli MUSS | F6-Batlahalli | Iragampalli, Byrabanda, Ethamakalahalli, S.raguttahalli, Batlahalli, Nagarajahosahalli, Konapura, Bodampalli. | 9:00 | 17:30 | 8:30 | 1.6667 | HT Re-Conductoring
18.09.2020 | KOLAR | Chikkaballapura | Gudibande | Gudibande | GUNDLUKOTTUR_66 | F04-BANDARLAHALLI NJY | Nagaragere, Bandarlahalli, Narasimhareddyhalli | 12:00 | 3:00 | 3:00 | 0.3 | NJY
2020-09-21 | KOLAR | Chintamani | RSD Chinthamani | Kaiwara-1 | Talagawara MUSS | F10-Akkimangla | Jodihosahalli, T.Vaddahhalli, Beerjenahalli, Vaijakuru, Atturu, Subbarayanapete, Hirepalya, Akkimangla, Bachapanahalli, Santekalahalli, Veerupakshapura, Malikapura, Kadirapura | 10:00 | 17:00 | 7:00 | 0.83333 | LT Re-Conductoring
22.09.2020 | KOLAR | Chikkaballapura | Gudibande | Gudibande | PERESANDRA_66 | F09-G.KOTHURU NJY | G.Kothur, R Thanda N.Thanda Bettadeppanahalli | 11:00 | 2:00 | 3:00 | 0.3 | NJY
2020-09-23 | KOLAR | Chintamani | RSD Chinthamani | Iragampalli | Iragampalli MUSS | F13-Iragampalli | Guddampalli, Junjanahalli, G. Bathalahalli, Iragamaplli, Naramakalahalli, Doomalapalligadda, I.Kurupalli, Pullagundlahalli, Gudamaranahalli, Myakapothalahalli, Siddepalli, Gundlahalli, Alapalli, Gudiobanahalli, Byrebanda, Byrebanda, Ethamakalahalli, Seetharampura | 10:00 | 17:00 | 7:00 | 0.66667 | LT Re-Conductoring
2020-09-25 | KOLAR | Chintamani | RSD Chinthamani | Kaiwara-1 | Talagawara MUSS | F10-Akkimangla | Jodihosahalli, T.Vaddahhalli, Beerjenahalli, Vaijakuru, Atturu, Subbarayanapete, Hirepalya, Akkimangla, Bachapanahalli, Santekalahalli, Veerupakshapura, Malikapura, Kadirapura | 10:00 | 17:00 | 7:00 | 0.83 | LT Re-Conductoring
25.09.2020 | KOLAR | Chikkaballapura | Bagepalli | Pathapalya | Somanathapura | F11 Nagarlu | Seegalapalli Somanathapura Nakkalapalli Cheemannagaripalli Buddalapalli Devaralapalli Marimakalapalli Kurpalli Rachavaripalli jalipigaripalli | 11:00 | 15:00 | 4:00 | 0.6 | NJY
2020-09-28 | KOLAR | Chintamani | RSD Chinthamani | Iragampalli | Iragampalli MUSS | F6-Batlahalli | Iragampalli, Byrabanda, Ethamakalahalli, S.raguttahalli, Batlahalli, Nagarajahosahalli, Konapura, Bodampalli. | 10:00 | 17:00 | 7:00 | 1.6667 | HT Re-Conductoring
2020-09-30 | KOLAR | Chintamani | RSD Chinthamani | Kencharlahalli | Iragampalli MUSS | F9-Gowdanahalli | Neranahalli, Gowlahalli, Yandahalli, Kencharalahlli, Gowdanahalli. | 10:00 | 17:00 | 7:00 | 2.3333 | HT Re-Conductoring
26.09.2020 | Kolar | Chintamani | USD Sidlaghatta | O&M-2 | Y.Hunasenahalli | F-3 Kundalagurki | Doddadasenahalli, Donnahalli, Gollahalli, Kundalagurki, Roparlahalli, Gangapura, Siddapura | 9:00 | 12:00 | 3:00 | 2.2 | Jungle cutting work
27.09.2020 | Kolar | Chintamani | USD Sidlaghatta | O&M-3 | Sidlaghatta | F-6 Jangamakote | Hithalahalli, Belluti, Bodagur | 10:00 | 12:00 | 2:00 | 2.3 | Jungle cutting work
27.09.2020 | Kolar | Chintamani | USD Sidlaghatta | O&M-3 &1 | Sidlaghatta | F- 5 Anoor | Anoor, A. Hunasenahalli, Bachahalli, Thaladummanahhali, Veerapura, Pindipapanahalli | 10:00 | 11:00 | 1:00 | 2.3 | Jungle cutting work

## Tumkur
BANGALORE ELECTRICITY SUPPLY COMPANY LIMITED
DETAILS OF PLANNED OUTAGES(MAINTENANCE AND LOAD SHEDDING) IN TUMKUR CIRCLE FOR THE MONTH OF SEPTEMBER-2020
Date | Circle | Division | Sub division | Section | Name of the MUSS | 11KV Feeder Name (Affected Feeder) | Areas fed by the feeder (All areas to be mentioned) | Time of Outage |  | Duration of load restriction in Hours | Appx Quantum of load restriction in MW | Nature of outage
[8 empty] | From Hr | To Hr
01.09.2020 | Tumkur | Tumkur | CSD-1 | West | Antharasanahalli220/66/11KV R/S | AF-20 K.G.Palya,AF08 Hebbaka | Hebbaka, OURUKERE,K.G.Palya, Marihuchaiahnapalya, Harunahalli,Narasapura, Hosahalli | 10:00 | 17:00 | 7:00 | 2.5 | Reconducting Work
02.09.2020 | Tumkur | Tumkur | CSD-1 | West | Antharasanahalli220/66/11KV R/S | AF-20 K.G.Palya,AF08 Hebbaka | Hebbaka, OURUKERE,K.G.Palya, Marihuchaiahnapalya, Harunahalli,Narasapura, Hosahalli | 10:00 | 17:00 | 7:00 | 2.5 | Reconducting Work
03.09.2020 | Tumkur | Tiptur | CN Halli | CN Halli O&M 1 | CN Halli_110 | F3 TALUK OFFICE | Jogihalli, Kodagal road, Shivakumaraswamy Lyaout, Vidhyanagara | 6:15 | 10:00 | 3:45 | 0.9 | 11 kv Pothed Replacement
03.09.2020 | Tumkur | Tumkur | CSD-1 | West | Antharasanahalli220/66/11KV R/S | AF-20 K.G.Palya,AF08 Hebbaka | Hebbaka, OURUKERE,K.G.Palya, Marihuchaiahnapalya, Harunahalli,Narasapura, Hosahalli | 10:00 | 17:00 | 7:00 | 2.5 | Reconducting Work
03.09.2020 | Tumkur | TIPTUR | TIPTUR | O&M-3 | BANDIHALLI | F07 KOTNAYAKANAHALLI | KOTENAYAKANAHALLI,HUCHHAGONDANAHALLI. | 6:00 | 12:00 | 6:00 | 2 | jungle clear & 11 kv line maintenance work
04.09.2020 | Tumkur | Tumkur | RSD-2 | Hebburu | Hebburu_66 | F15-NIDUVALALU -NJY | Narayanakere, Chelapura, Chanavalli, Gollarahatti, Niduvalalu, Thondagere | 9:00 | 18:00 | 9:00 | 0.41667 | HT Reconductoring Work
04.09.2020 | Tumkur | Tumkur | RSD-2 | Hebburu | Hebburu_66 | F16-HEBBUR | Hebburu, Bannikuppe, Kannakuppe Thimmasandra, Rayavara. | 9:00 | 18:00 | 9:00 | 1.25 | HT Reconductoring Work
04.09.2020 | Tumkur | Tumkur | RSD-2 | Hebburu | Hebburu_66 | F06-C-S-TEMPLE | C S Temple, Ramenahalli, Kalkere, Doddaguni, Hatti, Bannimaradakatte, bannikuppe. | 9:00 | 18:00 | 9:00 | 2.1667 | HT Reconductoring Work
04.09.2020 | Tumkur | Tumkur | RSD-2 | Hebburu | Thimmasandra_66 | F05-KARADIGERE IP | Karadigere, Karadigere Kaval, Acharu Palya, Gollarahatti. | 9:00 | 18:00 | 9:00 | 2.5 | HT Reconductoring Work
04.09.2020 | Tumkur | Tumkur | CSD-1 | West | Antharasanahalli220/66/11KV R/S | AF-20 K.G.Palya,AF08 Hebbaka | Hebbaka, OURUKERE,K.G.Palya, Marihuchaiahnapalya, Harunahalli,Narasapura, Hosahalli | 10:00 | 17:00 | 7:00 | 2.5 | Reconducting Work
04.09.2020 | Tumkur | TIPTUR | TIPTUR | BILIGERE | KARADI | F01 KUPPURU | KONDLIGATTA.GINIKIKERE.BALLEKATTE. | 6:00 | 18:00 | 12:00 | 1.8 | jungle clear & 11 kv line maintenance work
05.09.2020 | Tumkur | Tiptur | Turuvekere | Dandinashivara | AMMASANDRA_110 | F04-DUNDA | Ballekatte,Hullekere,Vhenikatte,Saslu, | 10:00 | 17:00 | 7:00 | 2.9 | jungle clear & 11 kv line maintenance work
05.09.2020 | Tumkur | Tumkur | RSD-2 | Hebburu | Hebburu_66 | F15-NIDUVALALU -NJY | Narayanakere, Chelapura, Chanavalli, Gollarahatti, Niduvalalu, Thondagere | 9:00 | 18:00 | 9:00 | 0.41667 | HT Reconductoring Work
05.09.2020 | Tumkur | Tumkur | RSD-2 | Hebburu | Hebburu_66 | F16-HEBBUR | Hebburu, Bannikuppe, Kannakuppe Thimmasandra, Rayavara. | 9:00 | 18:00 | 9:00 | 1.25 | HT Reconductoring Work
05.09.2020 | Tumkur | Tumkur | RSD-2 | Hebburu | Hebburu_66 | F06-C-S-TEMPLE | C S Temple, Ramenahalli, Kalkere, Doddaguni, Hatti, Bannimaradakatte, bannikuppe. | 9:00 | 18:00 | 9:00 | 2.1667 | HT Reconductoring Work
05.09.2020 | Tumkur | Tumkur | RSD-2 | Hebburu | Thimmasandra_66 | F05-KARADIGERE IP | Karadigere, Karadigere Kaval, Acharu Palya, Gollarahatti. | 9:00 | 18:00 | 9:00 | 2.5 | HT Reconductoring Work
05.09.2020 | Tumkur | Tumkur | CSD-1 | West | Antharasanahalli220/66/11KV R/S | AF-20 K.G.Palya,AF08 Hebbaka | Hebbaka, OURUKERE,K.G.Palya, Marihuchaiahnapalya, Harunahalli,Narasapura, Hosahalli | 10:00 | 17:00 | 7:00 | 2.5 | Reconducting Work
05.09.2020 | Tumkur | Madhugiri | PAVAGADA | O& M-1 | 66/11KV Pavagada | F1 Pavagada | Pavagada town | 10 | 11 | 1:00 | 2.6 | JUNGLE CLEARING, Feeders maintenance work, DTC's Maintanance
05.9.2020 | Tumkur | TIPTUR | TIPTUR | BILIGERE | KARADI | F04 SHETTIHALLI | SHETTIHALLI,SIDLEHALLI. | 10:00 | 18:00 | 8:00 | 1.6 | jungle clear & 11 kv line maintenance work
06.09.2020 | Tumkur | Tiptur | TIPTUR | O&M-1 | KEREGODI | F05-RAMACHANDRAPURA | BANNIHALLI KALLAHALLI. KASAVANAHALLI. | 6:00 | 12:00 | 6:00 | 2 | jungle clear & 11 kv line maintenance work
06.09.2020 | Tumkur | Tiptur | TIPTUR | O&M-2 | KEREGODI | F01-RANGAPURA | NARASIKATTE KHOSAHALLI,BALLEKATTE | 12:00 | 18:00 | 6:00 | 2 | jungle clear & 11 kv line maintenance work
06.09.2020 | Tumkur | Tumkur | RSD-1 | CT KERE | 66/11KV Muss CT KERE | F9 RG-HALLI F10 HIREGUNDGAL | R COLONY, SEEGEPALYA, IBRAHIM SABARAPALYA, KUCHANGI | 10:00 | 16:00 | 6:00 | 1 | Maintainace
06.09.2020 | Tumkur | Tumkur | RSD-1 | KORA | 66/11KV Muss KORA | F5 BRAMHASANDRA | KATENAHALLI, BURADAGATTA, ANCHEHALLY, ANCHEHALLI COLONY, RAJIVGANDHI NAGARA, MUDDENAHALLI, MELAHALLI BRAMHASANDRA | 10:00 | 16:00 | 6:00 | 1 | Maintainace
06.09.2020 | Tumkur | Tumkur | RSD-2 | Hebburu | Hebburu_66 | F15-NIDUVALALU -NJY | Narayanakere, Chelapura, Chanavalli, Gollarahatti, Niduvalalu, Thondagere | 9:00 | 18:00 | 9:00 | 0.41667 | HT Reconductoring Work
06.09.2020 | Tumkur | Tumkur | RSD-2 | Hebburu | Hebburu_66 | F16-HEBBUR | Hebburu, Bannikuppe, Kannakuppe Thimmasandra, Rayavara. | 9:00 | 18:00 | 9:00 | 1.25 | HT Reconductoring Work
06.09.2020 | Tumkur | Tumkur | RSD-2 | Hebburu | Hebburu_66 | F06-C-S-TEMPLE | C S Temple, Ramenahalli, Kalkere, Doddaguni, Hatti, Bannimaradakatte, bannikuppe. | 9:00 | 18:00 | 9:00 | 2.1667 | HT Reconductoring Work
06.09.2020 | Tumkur | Tumkur | RSD-2 | Hebburu | Thimmasandra_66 | F05-KARADIGERE IP | Karadigere, Karadigere Kaval, Acharu Palya, Gollarahatti. | 9:00 | 18:00 | 9:00 | 2.5 | HT Reconductoring Work
06.09.2020 | Tumkur | Tumkur | CSD-1 | West | Antharasanahalli220/66/11KV R/S | AF-20 K.G.Palya,AF08 Hebbaka | Hebbaka, OURUKERE,K.G.Palya, Marihuchaiahnapalya, Harunahalli,Narasapura, Hosahalli | 10:00 | 17:00 | 7:00 | 2.5 | Reconducting Work
06.09.2020 | Tumkur | Madhugiri | SIRA RSD | KALLAMBELLA | 66/11KV KALLAMBELLA | F12- CHIKKANAHALLI | KALLAMBELLA BANGLE, KENCHAGANAHALLI, MALLASHETTIHALLI, MARULAPPANAHALLI, BOOPSANDRA, CHINNAPPANAHALLI, KALLIPALYA, GANGANAHALLI, KADAIAHNAPALYA, CHIKKAGULA, AJJENAHALLI, UDDAIAHNAPALYA, BALENAHALLI, CHIKKANAHALLI, HALENAHALLI, KADAVIGERE VILLAGE | 10 | 16 | 6:00 | 0.4 | JUNGLE CLEARING
07.09.2020 | Tumkur | Tiptur | TIPTUR | BILIGERE | K B CROSS | F02 KUNDUR | KUNDURU, BAREPALYA | 12:00 | 18:00 | 6:00 | 2 | jungle clear & 11 kv line maintenance work
07.09.2020 | Tumkur | Tumkur | Kyathsandra | Kyathsandra | Hirehalli 66/11 KV | HF-09 M N palya | Devarayapatna, Bandihalli, Mydala Amanikere, Ayyanapalya, K Gollarahatti, Bommanahalli, | 10:00 | 14:00 | 4:00 | 1 | LC (AE Satheesh) for 11KV Maintanance
07.09.2020 | Tumkur | Tumkur | Nittur | Kadada | Kadaba110/11KV | F10-DASARAKALLAHALLI-NJY | K,Rampura,Kadaba,Honnashettyhally,byalahally, Kommanahally | 10:00 | 16:30 | 6:30 | 1 | LC (JE Somashekar) for Jungle cutting
07.09.2020 | Tumkur | Tumkur | RSD-2 | Hebburu | Hebburu_66 | F15-NIDUVALALU -NJY | Narayanakere, Chelapura, Chanavalli, Gollarahatti, Niduvalalu, Thondagere | 9:00 | 18:00 | 9:00 | 0.41667 | HT Reconductoring Work
07.09.2020 | Tumkur | Tumkur | RSD-2 | Hebburu | Hebburu_66 | F16-HEBBUR | Hebburu, Bannikuppe, Kannakuppe Thimmasandra, Rayavara. | 9:00 | 18:00 | 9:00 | 1.25 | HT Reconductoring Work
07.09.2020 | Tumkur | Tumkur | RSD-2 | Hebburu | Hebburu_66 | F06-C-S-TEMPLE | C S Temple, Ramenahalli, Kalkere, Doddaguni, Hatti, Bannimaradakatte, bannikuppe. | 9:00 | 18:00 | 9:00 | 2.1667 | HT Reconductoring Work
07.09.2020 | Tumkur | Tumkur | RSD-2 | Hebburu | Thimmasandra_66 | F05-KARADIGERE IP | Karadigere, Karadigere Kaval, Acharu Palya, Gollarahatti. | 9:00 | 18:00 | 9:00 | 2.5 | HT Reconductoring Work
07.09.2020 | Tumkur | Tumkur | CSD-1 | West | Antharasanahalli220/66/11KV R/S | AF-20 K.G.Palya,AF08 Hebbaka | Hebbaka, OURUKERE,K.G.Palya, Marihuchaiahnapalya, Harunahalli,Narasapura, Hosahalli | 10:00 | 17:00 | 7:00 | 2.5 | Reconducting Work
07.09.2020 | Tumkur | Tumkur | CSD-2 | SRS Puram | Melekote | F1,F2,F4,F5,F9,F12,F3,F14 | AK KAVAL,MELEKOTE,GULURU,DODDASARANGI,VEERASAGARA | 10:00 | 17:00 | 7:00 | 8 | Smartcity Ringroad Utility Shifting work
08.09.2020 | Tumkur | TIPTUR | TIPTUR | O&M-3 | BANDIHALLI | F04-KALKERE | MANAKIKERE, LAKSHMIPURA, ADHINAYAKANAHALLI, BYDRAHALLI. | 12:00 | 18:00 | 6:00 | 1.5 | jungle clear & 11 kv line maintenance work
08.09.2020 | Tumkur | Tumkur | Nittur | Hosakere | Hagalawadi 66/11 KV | F03-HAGALAWADI NJY | Hagalawadi,ShivapuraShivarampura, Galagikere, Kalasanahally | 11:30 | 16:30 | 5:00 |  | LC (JE Kantharaj) for Jungle cutting
08.09.2020 | Tumkur | Tumkur | RSD-2 | Hebburu | Hebburu_66 | F15-NIDUVALALU -NJY | Narayanakere, Chelapura, Chanavalli, Gollarahatti, Niduvalalu, Thondagere | 9:00 | 18:00 | 9:00 | 0.41667 | HT Reconductoring Work
08.09.2020 | Tumkur | Tumkur | RSD-2 | Hebburu | Hebburu_66 | F16-HEBBUR | Hebburu, Bannikuppe, Kannakuppe Thimmasandra, Rayavara. | 9:00 | 18:00 | 9:00 | 1.25 | HT Reconductoring Work
08.09.2020 | Tumkur | Tumkur | RSD-2 | Hebburu | Hebburu_66 | F06-C-S-TEMPLE | C S Temple, Ramenahalli, Kalkere, Doddaguni, Hatti, Bannimaradakatte, bannikuppe. | 9:00 | 18:00 | 9:00 | 2.1667 | HT Reconductoring Work
08.09.2020 | Tumkur | Tumkur | RSD-2 | Hebburu | Thimmasandra_66 | F05-KARADIGERE IP | Karadigere, Karadigere Kaval, Acharu Palya, Gollarahatti. | 9:00 | 18:00 | 9:00 | 2.5 | HT Reconductoring Work
08.09.2020 | Tumkur | Tumkur | CSD-1 | West | Antharasanahalli220/66/11KV R/S | AF-20 K.G.Palya,AF08 Hebbaka | Hebbaka, OURUKERE,K.G.Palya, Marihuchaiahnapalya, Harunahalli,Narasapura, Hosahalli | 10:00 | 17:00 | 7:00 | 2.5 | Reconducting Work
08.09.2020 | Tumkur | Tumkur | CSD-2 | Jayanagara | Baddihalli | BF1,BF3,BF4,BF5,BF8 | K ,PALASANDRA.RAJAJINAGAR,SHETTEHALLI,GULARIVE,PALASANDHRA, MUDALAPALYA,KITHAGANAHALLI,SAPTHAGIRI,JAYANAGARA(EAST, WEST,SOUTH),NRUPATUNGA,MARUTHINAGARA ,SIDDARAMESHWARA BADAVANE,RAGAVENDHARANAGARA, CB HAGARA,VIJAYANAGARA,SM NAGARA,MANCHAGONAHALLI, GOURIPURA,DN PALYA,KITHAGANAHALLI,KEMPEGOUDA | 11:00 | 13:00 | 2:00 | 7 | Smartcity Ringroad Utility Shifting work
08.09.2020 | Tumkur | Madhugiri | Kodigenahalli | O & M-1 | 11/66kv kodigenahalli | F-7 Singanahalli | Reddyhalli,Singanahalli,Mutharayanahalli,Mydanahalli,Adavinagenahalli. | 10:00 | 16:00 | 6:00 | 0.5 | Jungle Clearing
09.09.2020 | Tumkur | TIPTUR | TIPTUR | O&M-2 | KEREGODI | F05-RAMACHANDRAPURA | TADASURU, BANNIHALLI, RAMACHADRAPURA | 12:00 | 18:00 | 6:00 | 1.8 | jungle clear & 11 kv line maintenance work
09.09.2020 | Tumkur | Tumkur | RSD-2 | Hebburu | Hebburu_66 | F15-NIDUVALALU -NJY | Narayanakere, Chelapura, Chanavalli, Gollarahatti, Niduvalalu, Thondagere | 9:00 | 18:00 | 9:00 | 0.41667 | HT Reconductoring Work
09.09.2020 | Tumkur | Tumkur | RSD-2 | Hebburu | Hebburu_66 | F16-HEBBUR | Hebburu, Bannikuppe, Kannakuppe Thimmasandra, Rayavara. | 9:00 | 18:00 | 9:00 | 1.25 | HT Reconductoring Work
09.09.2020 | Tumkur | Tumkur | RSD-2 | Hebburu | Hebburu_66 | F06-C-S-TEMPLE | C S Temple, Ramenahalli, Kalkere, Doddaguni, Hatti, Bannimaradakatte, bannikuppe. | 9:00 | 18:00 | 9:00 | 2.1667 | HT Reconductoring Work
09.09.2020 | Tumkur | Tumkur | RSD-2 | Hebburu | Thimmasandra_66 | F05-KARADIGERE IP | Karadigere, Karadigere Kaval, Acharu Palya, Gollarahatti. | 9:00 | 18:00 | 9:00 | 2.5 | HT Reconductoring Work
09.09.2020 | Tumkur | Tumkur | CSD-1 | West | Antharasanahalli220/66/11KV R/S | AF-20 K.G.Palya,AF08 Hebbaka | Hebbaka, OURUKERE,K.G.Palya, Marihuchaiahnapalya, Harunahalli,Narasapura, Hosahalli | 10:00 | 17:00 | 7:00 | 2.5 | Reconducting Work
09.09.2020 | Tumkur | Tumkur | CSD-2 | SS PURAM | TUMKUR | SIT | SOMESHVARA ,MAHALAKSHMIPURAM,BATAVADI,SIT BACKGATE | 11:00 | 16:00 | 5:00 | 2 | Smartcity works
09.09.2020 | Tumkur | Tumkur | CSD-2 | SS PURAM | TUMKUR | Vijaynagar | Railway station road .BH Road ,SS puram Road | 11:00 | 16:00 | 5:00 | 2 | Smartcity works
09.10.2020 | Tumkur | Tumkur | CSD-2 | SS PURAM | TUMKUR | SIT | SOMESHVARA ,MAHALAKSHMIPURAM,BATAVADI,SIT BACKGATE | 11:00 | 16:00 | 5:00 | 2 | Smartcity works
09.10.2020 | Tumkur | Tumkur | CSD-2 | SS PURAM | TUMKUR | Vijaynagar | Railway station road .BH Road ,SS puram Road | 11:00 | 16:00 | 5:00 | 2 | Smartcity works
10.09.2020 | Tumkur | Tumkur | Kyathsandra | Kyathsandra | Hirehalli 66/11 KV | HF-07 Carmobile | Panditanahalli, Bandihalli, Risala Palya, Hirehalli Colony, Chikkahalli Colony | 10:00 | 14:00 | 4:00 | 2 | LC (AE Satheesh) for Jungle Cutting
10.09.2020 | Tumkur | Tumkur | RSD-1 | BELLAVI | 66/11KV Muss BELLAVI | F14 CHIKKABELLAVI | CHIKKABELLAVI, CHIKKABELLAVI FOREST, BELLAVI | 10:00 | 16:00 | 6:00 | 2 | Maintainace
10.09.2020 | Tumkur | Tumkur | RSD-2 | Hebburu | Hebburu_66 | F15-NIDUVALALU -NJY | Narayanakere, Chelapura, Chanavalli, Gollarahatti, Niduvalalu, Thondagere | 9:00 | 18:00 | 9:00 | 0.41667 | HT Reconductoring Work
10.09.2020 | Tumkur | Tumkur | RSD-2 | Hebburu | Hebburu_66 | F16-HEBBUR | Hebburu, Bannikuppe, Kannakuppe Thimmasandra, Rayavara. | 9:00 | 18:00 | 9:00 | 1.25 | HT Reconductoring Work
10.09.2020 | Tumkur | Tumkur | RSD-2 | Hebburu | Hebburu_66 | F06-C-S-TEMPLE | C S Temple, Ramenahalli, Kalkere, Doddaguni, Hatti, Bannimaradakatte, bannikuppe. | 9:00 | 18:00 | 9:00 | 2.1667 | HT Reconductoring Work
10.09.2020 | Tumkur | Tumkur | RSD-2 | Hebburu | Thimmasandra_66 | F05-KARADIGERE IP | Karadigere, Karadigere Kaval, Acharu Palya, Gollarahatti. | 9:00 | 18:00 | 9:00 | 2.5 | HT Reconductoring Work
10.09.2020 | Tumkur | Tumkur | CSD-1 | West | Antharasanahalli220/66/11KV R/S | AF-20 K.G.Palya,AF08 Hebbaka | Hebbaka, OURUKERE,K.G.Palya, Marihuchaiahnapalya, Harunahalli,Narasapura, Hosahalli | 10:00 | 17:00 | 7:00 | 2.5 | Reconducting Work
10.9.2020 | Tumkur | Madhugiri | Kodigenahalli | O & M-2 | 11/66kv kodigenahalli | F-9 Kadagaturu | Nagenahalli,Kadagaturu,T.D.halli.Prathihalli.Kasinyakanahalli,Jalathimmanahalli.Venagalammanahalli. | 10:00 | 16:00 | 6:00 | 0.6 | Jungle Clearing
11.09.2020 | Tumkur | Tiptur | TIPTUR | HONNAVALLI | HONNAVALLI | F08 BALUVANERALU | HULIHALLI BALUNERALU DASANAKATTE | 12:00 | 18:00 | 6:00 | 1.8 | jungle clear & 11 kv line maintenance work
11.09.2020 | Tumkur | Tiptur | CN Halli | Handanakere | Handanakere_110 | F14 Kaimara | Bevinahalli, Thagacigatta, Dasihalli, Haralakatta, Madapura | 11:00 | 13:00 | 2:00 | 0.8 | T C & LINE maintenance work
11.09.2020 | Tumkur | Tumkur | RSD-2 | Hebburu | Hebburu_66 | F15-NIDUVALALU -NJY | Narayanakere, Chelapura, Chanavalli, Gollarahatti, Niduvalalu, Thondagere | 9:00 | 18:00 | 9:00 | 0.41667 | HT Reconductoring Work
11.09.2020 | Tumkur | Tumkur | RSD-2 | Hebburu | Hebburu_66 | F16-HEBBUR | Hebburu, Bannikuppe, Kannakuppe Thimmasandra, Rayavara. | 9:00 | 18:00 | 9:00 | 1.25 | HT Reconductoring Work
11.09.2020 | Tumkur | Tumkur | RSD-2 | Hebburu | Hebburu_66 | F06-C-S-TEMPLE | C S Temple, Ramenahalli, Kalkere, Doddaguni, Hatti, Bannimaradakatte, bannikuppe. | 9:00 | 18:00 | 9:00 | 2.1667 | HT Reconductoring Work
11.09.2020 | Tumkur | Tumkur | RSD-2 | Hebburu | Thimmasandra_66 | F05-KARADIGERE IP | Karadigere, Karadigere Kaval, Acharu Palya, Gollarahatti. | 9:00 | 18:00 | 9:00 | 2.5 | HT Reconductoring Work
11.09.2020 | Tumkur | Madhugiri | Koratagere | Thovinakere | Thovinakere 66/11KV | F06 Thovinakere Town | Thovinakere Town | 10:00 | 15:05 | 5:05 | 0.8 | for 11 Line & DTC Maintenance work
11.09.2020 | Tumkur | Tumkur | CSD-2 | Jayanagara | Baddihalli | BF1,BF3,BF4,BF5,BF9 | K ,PALASANDRA.RAJAJINAGAR,SHETTEHALLI,GULARIVE,PALASANDHRA, MUDALAPALYA,KITHAGANAHALLI,SAPTHAGIRI,JAYANAGARA(EAST, WEST,SOUTH),NRUPATUNGA,MARUTHINAGARA ,SIDDARAMESHWARA BADAVANE,RAGAVENDHARANAGARA, CB HAGARA,VIJAYANAGARA,SM NAGARA,MANCHAGONAHALLI, GOURIPURA,DN PALYA,KITHAGANAHALLI,KEMPEGOUDA | 11:00 | 13:00 | 2:00 | 7 | Smartcity Ringroad Utility Shifting work
11.09.2020 | Tumkur | Tumkur | CSD-2 | SRS Puram | Melekote | F1,F2,F4,F5,F9,F12,F3,F15 | AK KAVAL,MELEKOTE,GULURU,DODDASARANGI,VEERASAGARA | 10:00 | 17:00 | 7:00 | 8 | Smartcity Ringroad Utility Shifting work
11.09.2020 | Tumkur | Madhugiri | Kodigenahalli | Byalya | 11/66kv Nitrahalli | F-5 Byalya | Chikkahosahalli,Singaragoandahalli,Mulabhagilupalya,Byalya,Agahara. | 10:00 | 16:00 | 6:00 | 0.5 | Jungle Clearing
11.9.2020 | Tumkur | Tumkur | Nittur | Kadada | Kallur 110/11 KV | F14-MALLENAHALLY-NJY | Bagur,Mathigahtta,Hesarahally, Rampura | 9:00 | 16:30 | 7:30 | 0.8 | LC (JE Somashekar) for Jungle cutting
12.09.2020 | Tumkur | Tumkur | RSD-2 | Hebburu | Hebburu_66 | F15-NIDUVALALU -NJY | Narayanakere, Chelapura, Chanavalli, Gollarahatti, Niduvalalu, Thondagere | 9:00 | 18:00 | 9:00 | 0.41667 | HT Reconductoring Work
12.09.2020 | Tumkur | Tumkur | RSD-2 | Hebburu | Hebburu_66 | F16-HEBBUR | Hebburu, Bannikuppe, Kannakuppe Thimmasandra, Rayavara. | 9:00 | 18:00 | 9:00 | 1.25 | HT Reconductoring Work
12.09.2020 | Tumkur | Tumkur | RSD-2 | Hebburu | Hebburu_66 | F06-C-S-TEMPLE | C S Temple, Ramenahalli, Kalkere, Doddaguni, Hatti, Bannimaradakatte, bannikuppe. | 9:00 | 18:00 | 9:00 | 2.1667 | HT Reconductoring Work
12.09.2020 | Tumkur | Tumkur | RSD-2 | Hebburu | Thimmasandra_66 | F05-KARADIGERE IP | Karadigere, Karadigere Kaval, Acharu Palya, Gollarahatti. | 9:00 | 18:00 | 9:00 | 2.5 | HT Reconductoring Work
12.09.2020 | Tumkur | Tumkur | CSD-1 | Central | Tumkur 66/11KV R/S | TF-7 Belagumba TF-09 Jothipura | Belagumba,Kunduru, Jothipura, Bhaganagara | 10:00 | 15:00 | 5:00 | 1.8 | Jungal cutting
12.9.2020 | Tumkur | TIPTUR | TIPTUR | O&M-2 | KEREGODI | F04 Hogavanagatta | Hogavanagatta | 15:00 | 18:00 | 3:00 | 2 | jungle clear & 11 kv line maintenance work
12.9.2020 | Tumkur | Tumkur | Nittur | Nittur | Nittur 110/11 KV | F16-SOPANALHALLI NJY | Marashettyhally, soppanahally, yallapura,Handanahally, Bomarasanahally | 10:30 | 16:30 | 6:00 |  | LC (AE Shankarlingaiah) for Jungle cutting
13.09.2020 | Tumkur | Tumkur | RSD-1 | KORA | 66/11KV Muss KORA | F13 VISHAKA FACTORY, F11 LAKSHMI STEELS | VN PURA INDL AREA | 10:00 | 16:00 | 6:00 | 2.5 | Maintainace
13.09.2020 | Tumkur | Tumkur | CSD-1 | Central | Tumkur 66/11KV R/S | TF-7 Belagumba TF-09 Jothipura | Belagumba,Kunduru, Jothipura, Bhaganagara | 10:00 | 15:00 | 5:00 | 1.8 | Jungal cutting
13.09.2020 | Tumkur | Madhugiri | SIRA RSD | BUKKAPATNA | 66/11KV BUKKAPATNA | F9 MANNAMMA TEMPLE | Janakal, Madenahalli, Ramalingapura, Chinnaiahnapalya, Maragonadanahalli, Thuppadakona, Durgajjanahatti, Sakshihalli, Kumbarahalli, | 10 | 16 | 144:00 | 0.4 | JUNGLE CLEARING
13.09.2020 | Tumkur | Madhugiri | Kodigenahalli | Nitrahalli | 11/66kv Nitrahalli | F-3.Kondawadi | Husawadi,Gandigaram,Poojarahalli,Kondawadi,Arlmaradahalli,Kamsanahalli. | 10:00 | 16:00 | 6:00 | 0.5 | Jungle Clearing
13.9.2020 | Tumkur | Tumkur | Nittur | Kadada | K.G.TGemple110 /11 KV | F12-KONANAKERE-NJY | Koppa,Kunnala,Konnakere,dadubhai palya,lingamanahally | 10:30 | 16:30 | 6:00 | 0.5 | LC (JE Somashekar) for Jungle cutting
14.09.2020 | Tumkur | Tiptur | CN Halli | Huliyar 1 | Huliyar_110 | F2 Huliyar | Huliyar town, Limits | 10:00 | 12:00 | 2:00 | 1.1 | jungle clear & 11 kv line maintenance work
14.09.2020 | Tumkur | Tumkur | Kyathsandra | Kyathsandra | Hirehalli 66/11 KV | HF-05 Industrial | Hirehalli Ind Area, Sannappana Palya, Singanahalli Colony | 10:00 | 14:00 | 4:00 | 0.6 | LC (AE Satheesh) for 11KV Maintanance
14.09.2020 | Tumkur | Tumkur | CSD-2 | SRS Puram | Melekote | F1,F2,F4,F5,F9,F12,F3,F16 | AK KAVAL,MELEKOTE,GULURU,DODDASARANGI,VEERASAGARA | 10:00 | 17:00 | 7:00 | 8 | Smartcity Ringroad Utility Shifting work
15.09.2020 | Tumkur | TIPTUR | TIPTUR | NONAVINAKERE | NONAVINAKERE | F03 Kaidala | Kaidala, Bochihalli, Kodihalli | 6:00 | 12:00 | 6:00 | 1.6 | jungle clear & 11 kv line maintenance work
15.09.2020 | Tumkur | Madhugiri | PAVAGADA | Nagalamadike | 66/11KV Nagalamadike | F7 Thirumani Express, F10 Valluru NJY, F11 Ryapte NJY, F12 Kodamadagu NJY | Valluru, Inturayanahalli, Kyathaganacherlu, Balasamudra, Venkatammanahalli, Thirumani, Upparahalli, Rayacherlu | 14 | 16 | 48:00 | 3.1 | JUNGLE CLEARING, Feeders maintenance work, DTC's Maintanance
15.09.2020 | Tumkur | Tumkur | CSD-2 | Jayanagara | Baddihalli | BF1,BF3,BF4,BF5,BF10 | K ,PALASANDRA.RAJAJINAGAR,SHETTEHALLI,GULARIVE,PALASANDHRA, MUDALAPALYA,KITHAGANAHALLI,SAPTHAGIRI,JAYANAGARA(EAST, WEST,SOUTH),NRUPATUNGA,MARUTHINAGARA ,SIDDARAMESHWARA BADAVANE,RAGAVENDHARANAGARA, CB HAGARA,VIJAYANAGARA,SM NAGARA,MANCHAGONAHALLI, GOURIPURA,DN PALYA,KITHAGANAHALLI,KEMPEGOUDA | 11:00 | 13:00 | 2:00 | 7 | Smartcity Ringroad Utility Shifting work
16.09.2020 | Tumkur | TIPTUR | TIPTUR | NONAVINAKERE | NONAVINAKERE | F04 Kshethra | Kshethra, Gungurmale, Bajgur, Sugur | 6:00 | 12:00 | 6:00 | 1.5 | jungle clear & 11 kv line maintenance work
16.09.2020 | Tumkur | Tiptur | Turuvekere | THANDAGA | KADEHALLI_110 | F07-DABEGHATTA | Dabbeghatta,Ambikanagara,Benakanakere,Arehalli,Bendekere,Hosur,Hindamaranahalli | 10:00 | 15:00 | 5:00 | 1.68 | T C & LINE maintenance work
16.09.2020 | Tumkur | Tumkur | CSD-2 | SS PURAM | TUMKUR | SIT | SOMESHVARA ,MAHALAKSHMIPURAM,BATAVADI,SIT BACKGATE | 11:00 | 16:00 | 5:00 | 2 | Smartcity works
17.09.2020 | Tumkur | Tiptur | TIPTUR | NONAVINAKERE | HUNASEGATTA | F03 SUGUR |  | 6:00 | 12:00 | 6:00 | 1.5 | jungle clear & 11 kv line maintenance work
17.9.2020 | Tumkur | Tumkur | Nittur | Hosakere | Soomalapura 110/11 KV | HF-08 Sankapura NJY | h.Nagenahally, M.N.Kote, Sankapura,Gyarahally | 9:00 | 16:30 | 7:30 | 1 | LC (JE Kantharaj) for Jungle cutting
18.09.2020 | Tumkur | TIPTUR | TIPTUR | NONAVINAKERE | HUNASEGATTA | F02-HUNASEGATTA | HUNASEGATTA, MACHAGATTA, J.MALLENAHALLI | 9:00 | 12:00 | 3:00 | 2.2 | jungle clear & 11 kv line maintenance work
18.09.2020 | Tumkur | Tumkur | Kyathsandra | Honnudike | Honnudike 66/11KV | HNF-08 Honnudike NJY | Cholamballi, Gollarahatti, Veeranayakanahalli | 10:00 | 14:00 | 4:00 | 2 | LC (AE Rangaraju H L) for 11KV Maintanance
18.09.2020 | Tumkur | Madhugiri | Koratagere | O&M-1 | Koratagere 66/11 KV MUSS | F05- Koratagere Town | Koratagere | 10:00 | 14:00 | 4:00 | 1.5 | 11KV Maintenace work & jungle cutting
18.09.2020 | Tumkur | Tumkur | CSD-2 | SS PURAM | TUMKUR | SIT | SOMESHVARA ,MAHALAKSHMIPURAM,BATAVADI,SIT BACKGATE | 11:00 | 16:00 | 5:00 | 2 | Smartcity works
18.9.2020 | Tumkur | Tumkur | Nittur | Nittur | Nittur 110/11 KV | F- 19 Bomenahally NJY | Bommenahally,Samudranakote,Tyagatur,Adalagere,bare thota, Sagaranahally | 10:00 | 16:30 | 6:30 | 1.5 | LC (AE Shankarlingaiah) for Jungle cutting
19.09.2020 | Tumkur | TIPTUR | TIPTUR | NONAVINAKERE | HUNASEGATTA | F05 Masavanagatta | HUNASEGATTA, MACHAGATTA, J.MALLENAHALLI | 12:00 | 15:00 | 3:00 | 2.4 | jungle clear & 11 kv line maintenance work
19.09.2020 | Tumkur | Tumkur | RSD-2 | S'Nagar | Heggere | F01-VOKKODI | Vakkodi, K K Halli Amanikere | 10:00 | 17:00 | 7:00 | 1 | KPTCL Station Bus Bar Work
19.09.2020 | Tumkur | Tumkur | RSD-2 | S'Nagar | Heggere | F02-HEGGERE | Heggere, Agalakote Sidhartha Nagar. | 10:00 | 17:00 | 7:00 | 1.5 | KPTCL Station Bus Bar Work
19.09.2020 | Tumkur | Tumkur | RSD-2 | S'Nagar | Heggere | F03-SSMC | Sri Siddartha Medical College. | 10:00 | 17:00 | 7:00 | 0.5 | KPTCL Station Bus Bar Work
19.09.2020 | Tumkur | Tumkur | RSD-2 | S'Nagar | Heggere | F05-GOLLAHALLI COLONY IP | Gollahalli Village, Bheemasandra Limits. | 10:00 | 17:00 | 7:00 | 2 | KPTCL Station Bus Bar Work
19.09.2020 | Tumkur | Tumkur | RSD-2 | S'Nagar | Heggere | F06-BHEEMASANDRA TOWN | Bhemmasandra, Bheemasandra Colony, Bheemasandra Town & Old Village. | 10:00 | 17:00 | 7:00 | 1.5 | KPTCL Station Bus Bar Work
19.09.2020 | Tumkur | Madhugiri | PAVAGADA | Y N Hosakotre | 66/11KV Y N Hosakote | F4- Jalodu, F2 Y N Hosakote, | Y N Hosakote, J Acchammanahalli, Meghalapalya, Thippaganahalli, Thippeyanadurga, Hanumanthanahalli, Maridasanahalli, Jalodu, G T Halli, Y N Halli, Ballenahalli, Marammanahalli, Siddapura, Doddahalli, Nagalapura, K Rampura, Chikkahalli, Pothaganahalli, Indrabetta | 12 | 14 | 48:00 | 2 | JUNGLE CLEARING, Feeders maintenance work, DTC's Maintanance
20.09.2020 | Tumkur | Tiptur | CN Halli | CN Halli O&M 1 | CN Halli_110 | F06 JC Pura | Tarabenhalli, Godekere, JC Pura | 10:00 | 13:00 | 3:00 | 1.6 | jungle clear & 11 kv line maintenance work
21.09.2020 | Tumkur | TIPTUR | TIPTUR | O&M-3 | HALKURKE | F03 HALKURKE | HALKURKE | 9:00 | 16:00 | 7:00 | 1.5 | T C & LINE maintenance work
21.09.2020 | Tumkur | Tiptur | Turuvekere | O&M-1 | THALKERE_110 | F03-AYARAHALLI | Ayarahalli,Kalkere,Doddagoraghatta,Chikkagoraghatta,Kurubarahalli | 9:00 | 16:00 | 7:00 | 2.2 | jungle clear & 11 kv line maintenance work
21.09.2020 | Tumkur | Tumkur | CSD-2 | Jayanagara | Baddihalli | BF1,BF3,BF4,BF5,BF8 | K ,PALASANDRA.RAJAJINAGAR,SHETTEHALLI,GULARIVE,PALASANDHRA, MUDALAPALYA,KITHAGANAHALLI,SAPTHAGIRI,JAYANAGARA(EAST, WEST,SOUTH),NRUPATUNGA,MARUTHINAGARA ,SIDDARAMESHWARA BADAVANE,RAGAVENDHARANAGARA, CB HAGARA,VIJAYANAGARA,SM NAGARA,MANCHAGONAHALLI, GOURIPURA,DN PALYA,KITHAGANAHALLI,KEMPEGOUDA | 11:00 | 13:00 | 2:00 | 7 | Smartcity Ringroad Utility Shifting work
22.09.2020 | Tumkur | Tiptur | TIPTUR | BILIGERE | K B CROSS | F06 ARALAGUPPE | KALLUSHETTIHALLI,AYAYARAHALLI, | 12:00 | 18:00 | 6:00 | 2 | jungle clear & 11 kv line maintenance work
22.09.2020 | Tumkur | Tumkur | Kyathsandra | Kyathsandra | Baddihalli 66/11 kv | BF-08 Baddihalli | Gokula Extn, Baddihalli Shivaramakaranth Nagar, Sri Nagar | 10:00 | 14:00 | 4:00 | 1.5 | LC (AE Satheesh) for Jungle Cutting
22.09.2020 | Tumkur | Tumkur | CSD-2 | SS PURAM | TUMKUR | SIT | SOMESHVARA ,MAHALAKSHMIPURAM,BATAVADI,SIT BACKGATE | 11:00 | 16:00 | 5:00 | 2 | Smartcity works
22.9.2020 | Tumkur | Tumkur | Nittur | Nittur | Somalapura 110/11 KV | F07-BAGUR NJY | Bagur,Mathigahtta,Hesarahally, Rampura | 10:30 | 16:30 | 6:00 | 0.8 | LC (AE Shankarlingaiah) for Jungle cutting
23.09.2020 | Tumkur | Tumkur | CSD-2 | Jayanagara | Baddihalli | BF1,BF3,BF4,BF5,BF8 | K ,PALASANDRA.RAJAJINAGAR,SHETTEHALLI,GULARIVE,PALASANDHRA, MUDALAPALYA,KITHAGANAHALLI,SAPTHAGIRI,JAYANAGARA(EAST, WEST,SOUTH),NRUPATUNGA,MARUTHINAGARA ,SIDDARAMESHWARA BADAVANE,RAGAVENDHARANAGARA, CB HAGARA,VIJAYANAGARA,SM NAGARA,MANCHAGONAHALLI, GOURIPURA,DN PALYA,KITHAGANAHALLI,KEMPEGOUDA | 11:00 | 13:00 | 2:00 | 7 | Smartcity Ringroad Utility Shifting work
23.9.2020 | Tumkur | Tumkur | Nittur | Kadada | Kadaba110/11KV | F10-DASARAKALLAHALLI-NJY | K,Rampura,Kadaba,Honnashettyhally,byalahally, Kommanahally | 10:00 | 16:30 | 6:30 | 0.6 | LC (JE Somashekar) for Jungle cutting
24.08.2020 | Tumkur | Tumkur | CSD-2 | Jayanagara | Baddihalli | BF1,BF3,BF4,BF5,BF7 | K ,PALASANDRA.RAJAJINAGAR,SHETTEHALLI,GULARIVE,PALASANDHRA, MUDALAPALYA,KITHAGANAHALLI,SAPTHAGIRI,JAYANAGARA(EAST, WEST,SOUTH),NRUPATUNGA,MARUTHINAGARA ,SIDDARAMESHWARA BADAVANE,RAGAVENDHARANAGARA, CB HAGARA,VIJAYANAGARA,SM NAGARA,MANCHAGONAHALLI, GOURIPURA,DN PALYA,KITHAGANAHALLI,KEMPEGOUDA | 11:00 | 13:00 | 2:00 | 7 | Smartcity Ringroad Utility Shifting work
24.09.2020 | Tumkur | TIPTUR | TIPTUR | O&M-3 | HALKURKE | F05-Halenahalli | Halenahalli, Byadarahalli, Lakshmipura | 9:00 | 12:00 | 3:00 | 2 | T C & LINE maintenance work
24.09.2020 | Tumkur | TIPTUR | TIPTUR | NONAVINAKERE | Gungurmale | F04 Kallahalli | Kallahalli | 12:00 | 15:00 | 3:00 | 1.9 | jungle clear & 11 kv line maintenance work
25.09.2020 | Tumkur | Tiptur | TIPTUR | O&M-4 | TIPTUR_110KV | F13-Belagarahalli | Hedagarahalli,Belagarahalli,Kannugatta,Nagaragatta,N.Melanahalli, Nagaragatta | 12:00 | 15:00 | 3:00 | 4 | T C & LINE maintenance work
25.09.2020 | Tumkur | Tiptur | Turuvekere | Dandinashivara | SAMPIGE_110 | F08-HALESAMPIGE | Halesampige,B C Kaval,Marathammanahalli,Sampige Hosahalli,Kurubarahalli | 16:00 | 18:00 | 2:00 | 1.56 | T C & LINE maintenance work
26.09.2020 | Tumkur | TIPTUR | TIPTUR | O&M-2 | KEREGODI | F06-DASARIGATTA | HUCHANAHALLI, DASARIGATTA, GANGANAGATTA, SADARAHALLI | 6:00 | 12:00 | 6:00 | 2 | jungle clear & 11 kv line maintenance work
26.09.2020 | Tumkur | Tiptur | CN Halli | Thimmanahalli | Thimmanahalli_110 | F03 Badakegudlu | Badakegudlu, Lakkenahalli, Hullenahalli | 11:00 | 14:00 | 3:00 | 1.3 | T C & LINE maintenance work
26.09.2020 | Tumkur | Tumkur | CSD-1 | North | Antharasanahalli220/66/11KV R/S | AF-05 Navilahalli | Navilahalli | 10:00 | 15:00 | 5:00 | 1.5 | Jungal cutting
27.09.2020 | Tumkur | Tiptur | TIPTUR | O&M-2 | TIPTUR_110KV | F04-Keregodi | Keregodi, Koppa, | 9:00 | 16:00 | 7:00 | 2 | jungle clear & 11 kv line maintenance work
27.09.2020 | Tumkur | Tumkur | CSD-1 | North | Antharasanahalli220/66/11KV R/S | AF-05 Navilahalli | Navilahalli | 10:00 | 15:00 | 5:00 | 1.5 | Jungal cutting
27.09.2020 | Tumkur | Madhugiri | SIRA RSD | Bramhasandra | 66/11KV BRAMHASANDRA | F9 KALLASHETTIHALLI | HANUMANTHANAGARA, NAGENAHALLI, L.H.PALYA, AMALGONDHI AMALGONDI VADDARAHATTI AJJAYYANAPALYA, JOGIHALLI, JODIDEVARAHALLI, HALDODDERI, DASARAHALLI, VENKATAPURA, SALUPARAHALLI, SEEBIAGRAHARA, DODDASEEBI, DURGADAHALLI, NAVANEBORANAHALLI, THIPPANAHALLI, BORASANDRA, KALLASHETTIHALLI, YATHTHAPPANAHATTI, KALAJJIROPPA,SIBAIANAPALYA, BASARIHALLI, HUNJANAL, BYADARAHALLI, | 10 | 16 | 6:00 | 0.5 | JUNGLE CLEARING
28.09.2020 | Tumkur | Tiptur | CN Halli | Huliyar 2 | Dasudi_66 | F4 Boranakanive | Kallenahalli, Nulenuru, Hoysalakette | 12:00 | 16:00 | 4:00 | 1.2 | jungle clear & 11 kv line maintenance work
28.09.2020 | Tumkur | Tumkur | Kyathsandra | Urdigere | Urdigere 66/11KV | UF-02 Mydala | Ayyanapalya, Madagondanahalli, Risalapalya, Panditanahalli | 10:00 | 14:00 | 4:00 | 0.6 | LC (AE Jayaram M B) for 11KV Maintanance
28.09.2020 | Tumkur | Tumkur | Nittur | Hosakere | Hagalawadi 66/11 KV | F03-HAGALAWADI NJY | Hagalawadi,ShivapuraShivarampura, Galagikere, Kalasanahally | 11:30 | 16:30 | 5:00 | 1 | LC (JE Kantharaj) for Jungle cutting
29.09.2020 | Tumkur | Tiptur | Turuvekere | THANDAGA | KADEHALLI_110 | F09-B-PURA | Haldahalli,B Pura,G Mallenahalli,Guralamatha,Beechanahalli,Pura,Hodakeghatta,Chakkabenakanakere | 9:00 | 16:00 | 7:00 | 2.2 | jungle clear & 11 kv line maintenance work
30.09.2020 | Tumkur | TIPTUR | TIPTUR | O&M-4 | BANDIHALLI | F06-Shanthanahalli | Shanthanahalli, Basavanahalli,Kodihalli | 15:00 | 18:00 | 3:00 | 2 | jungle clear & 11 kv line maintenance work
30.09.2020 | Tumkur | Tiptur | Turuvekere | MAYASANDRA | KADEHALLI_110 | F10-MAVINAKERE | Mavinakere,J C Nagara,Muddumaranahalli,Meluvalagerahalli,Aralalli,Kardigere | 10:00 | 15:00 | 5:00 | 1.68 | T C & LINE maintenance work

## Davanagere
BANGALORE ELECTRICITY SUPPLY COMPANY LIMITED
DETAILS OF PLANNED OUTAGES(MAINTENANCE AND LOAD SHEDDING) IN DAVANAGERE CIRCLE FOR THE MONTH OF SEPTMBER 2020
Date | Circle | Division | Sub division | Section | Name of the MUSS | 11KV Feeder Name (Affected Feeder) | Areas fed by the feeder (All areas to be mentioned) | Time of Outage |  | Duration of load restriction in Hours | Appx Quantum of load restriction in MW | Nature of outage
[8 empty] | From Hr | To Hr
01.09.2020 | Davanagere | Davanagere | Nill | Nill | Nill | Nill | Nill | Nill | Nill | Nill | Nill | Nill
02.09.2020 | Davanagere | Davanagere | Nill | Nill | Nill | Nill | Nill | Nill | Nill | Nill | Nill | Nill
03.09.2020 | Davanagere | Davanagere | Nill | Nill | Nill | Nill | Nill | Nill | Nill | Nill | Nill | Nill
04.09.2020 | Davanagere | Davanagere | Rural Davanagere | Yelebethur | Obajjihalli_66 | F03-Maganahalli, F04-Obajjihalli & F05-Watersupply | Maganahalli, Obajjihalli, Kadlebalu, Arasapura | 10:00 | 18:00 | 8:00 | 0.5 | Scheduled
05.09.2020 | Davanagere | Davanagere | Rural Davanagere | Yelebethur | Obajjihalli_66 | F03-Maganahalli, F04-Obajjihalli & F05-Watersupply | Maganahalli, Obajjihalli, Kadlebalu, Arasapura | 10:00 | 18:00 | 8:00 | 0.5 | Scheduled
05.09.2020 | Davanagere | Davanagere | Nill | Nill | Nill | Nill | Nill | Nill | Nill | Nill | Nill | Nill
06.09.2020 | Davanagere | Davanagere | Nill | Nill | Nill | Nill | Nill | Nill | Nill | Nill | Nill | Nill
07.09.2020 | Davanagere | Davanagere | CSD1 | O & M 2 | Davanagere_220_SRS | Saraswathi | CHIKKAMANI DEVARAJ URSA BADAVANE,SARASWATHI BADAVANE A & B BLOCK,JAYANAGARA A & B BLOCK,SS HOSPITAL,SRI RAM NAGARA,SOG COLONY,INDUSTRIAL AREA, | 10:00 | 4:00 | 6Hrs | 1.8 | Scheduled
07.09.2020 | Davanagere | Davanagere | Rural Davanagere | Shamamur(Unit-1) | SRS Davanagere_220KV | F09-Shamanur | Shamanur, Dollars Colony, JH Patel Nagara, Banashakari Badavane | 10:00 | 18:00 | 8:00 | 1 | Scheduled
08.09.2020 | Davanagere | Davanagere | Rural Davanagere | Shamamur(Unit-1) | SRS Davanagere_220KV | F21-NJ Taralabalu | Shiramagondanahalli, Banashankari Badavane, Naganur, Nagammakeshamurthy Badavane, Bisleri, 6th & 7th Mile Stone | 10:00 | 18:00 | 8:00 | 1 | Scheduled
09.09.2020 | Davanagere | Davanagere | Nill | Nill | Nill | Nill | Nill | Nill | Nill | Nill | Nill | Nill
10.09.2020 | Davanagere | Davanagere | CSD1 | O & M 2 | Davanagere_66 | DCM | DCM TOWN SHI, KOTTURESHWARA BADAVNE, KSRTC OFFICE,TALUK OFFICE,FIRE OFFICE | 10:00 | 4:00 | 6Hrs | 1.75 | Scheduled
11.09.2020 | Davanagere | Davanagere | Nill | Nill | Nill | Nill | Nill | Nill | Nill | Nill | Nill | Nill
12.09.2020 | Davanagere | Davanagere | Nill | Nill | Nill | Nill | Nill | Nill | Nill | Nill | Nill | Nill
13.09.2020 | Davanagere | Davanagere | CSD1 | O & M 1 | Davanagere_220_SRS | Industrial | INDUSTRIAL AREA, LOKIKERE ROAD, RAVINDRA NATHA NAGARA | 10:00 | 4:00 | 6Hrs | 2 | Scheduled
14.09.2020 | Davanagere | Davanagere | Nill | Nill | Nill | Nill | Nill | Nill | Nill | Nill | Nill | Nill
15.09.2020 | Davanagere | Davanagere | Nill | Nill | Nill | Nill | Nill | Nill | Nill | Nill | Nill | Nill
16.09.2020 | Davanagere | Davanagere | CSD1 | O & M 2 | Davanagere_220_SRS | Saraswathi | CHIKKAMANI DEVARAJ URSA BADAVANE,SARASWATHI BADAVANE A & B BLOCK,JAYANAGARA A & B BLOCK,SS HOSPITAL,SRI RAM NAGARA,SOG COLONY,INDUSTRIAL AREA, | 10:00 | 4:00 | 6Hrs | 1.8 | Scheduled
17.09.2020 | Davanagere | Davanagere | Nill | Nill | Nill | Nill | Nill | Nill | Nill | Nill | Nill | Nill
18.09.2020 | Davanagere | Davanagere | CSD1 | O & M 2 | Davanagere_66 | DCM | DCM TOWN SHI, KOTTURESHWARA BADAVNE, KSRTC OFFICE,TALUK OFFICE,FIRE OFFICE | 10:00 | 4:00 | 6Hrs | 1.75 | Scheduled
19.09.2020 | Davanagere | Davanagere | Nill | Nill | Nill | Nill | Nill | Nill | Nill | Nill | Nill | Nill
20.09.2020 | Davanagere | Davanagere | Nill | Nill | Nill | Nill | Nill | Nill | Nill | Nill | Nill | Nill
21.09.2020 | Davanagere | Davanagere | CSD1 | O & M 6 | Davanagere_66 | NIJALINGAPPA | NIJALINGAPPA LAYOUT,VINOBHA NAGARA,YELLAMMA NAGARA,SHANTHI NAGARA,VINAYAKA NAGARA,DEVARAJ URS BADAVANE B BLOCK,PB ROAD,BALAJI NAGARA | 10:00 | 4:00 | 6Hrs | 1.2 | Scheduled
21.09.2020 | Davanagere | Davanagere | Rural Davanagere | Kukkawada | Kukkawada_66 | F10-Mathi | IP Area of Anjaneya nagar, Honnamaradi, Thimmappa Camp, Mathi, Mathi camp | 10:00 | 18:00 | 8:00 | 0 | Scheduled
22.09.2020 | Davanagere | Davanagere | Rural Davanagere | Kukkawada | Kukkawada_66 | F12-Hoovinamadu | Anjaneya nagara, Honnamaradi, Mathi, Mathi camp, Thimmappa camp, Hoovinamadu, Hoovinamadu camp | 10:00 | 18:00 | 8:00 | 0.5 | Scheduled
23.09.2020 | Davanagere | Davanagere | Nill | Nill | Nill | Nill | Nill | Nill | Nill | Nill | Nill | Nill
24.09.2020 | Davanagere | Davanagere | CSD1 | O & M 2 | Davanagere_66 | DCM | DCM TOWN SHI, KOTTURESHWARA BADAVNE, KSRTC OFFICE,TALUK OFFICE,FIRE OFFICE | 10:00 | 4:00 | 6Hrs | 1.75 | Scheduled
25.09.2020 | Davanagere | Davanagere | Nill | Nill | Nill | Nill | Nill | Nill | Nill | Nill | Nill | Nill
26.09.2020 | Davanagere | Davanagere | Santhebennur | Santhebennur | Santhebennur_66 | F04-Santhebennur, F09 CHIKKABENNUR NJY ,F10-Hirekogaluru NJY, F11-Doddabbigere NJY | Santhebennur, chikkabennur, hirekogaluru, chikkabennur, dodamallaapura, belliganudu, siddanamatha,tanigere,maradi,Aralikatte,Kakabnur,Kondadahalli,Chikkoda & Dodderikatte | 10.30 AM | 5.30 PM | 7 HOURS |  | For Laying 11 KV line for Layout
27.09.2020 | Davanagere | Davanagere | Santhebennur | Santhebennur | Santhebennur_66 | F04-Santhebennur, F09 CHIKKABENNUR NJY ,F10-Hirekogaluru NJY, F11-Doddabbigere NJY | Santhebennur, chikkabennur, hirekogaluru, chikkabennur, dodamallaapura, belliganudu, siddanamatha,tanigere,maradi,Aralikatte,Kakabnur,Kondadahalli,Chikkoda & Dodderikatte | 10.30 AM | 5.30 PM | 7 HOURS |  | For Laying 11 KV line for Layout
28.09.2020 | Davanagere | Davanagere | CSD1 | O & M5 | Davanagere_66 | P J | PJ BADAVANE,RAM & CO CIRCLE,POLICE QUATRES,CHURCH ROAD,EDGA COMPLEX,ARUNA TAKIES | 10:00 | 4:00 | 6Hrs | 102 | Scheduled
29.09.2020 | Davanagere | Davanagere | Nill | Nill | Nill | Nill | Nill | Nill | Nill | Nill | Nill | Nill
30.09.2020 | Davanagere | Davanagere | Nill | Nill | Nill | Nill | Nill | Nill | Nill | Nill | Nill | Nill
01.09.2020 | Davanagere | Harihara | Nill | Nill | Nill | Nill | Nill | Nill | Nill | Nill | Nill | Nill
2.09.2020 | Davanagere | Harihara | Nill | Nill | Nill | Nill | Nill | Nill | Nill | Nill | Nill | Nill
3.09.2020 | Davanagere | Harihara | Nill | Nill | Nill | Nill | Nill | Nill | Nill | Nill | Nill | Nill
4.09.2020 | Davanagere | Harihara | Nill | Nill | Nill | Nill | Nill | Nill | Nill | Nill | Nill | Nill
5.09.2020 | Davanagere | Harihara | Nill | Nill | Nill | Nill | Nill | Nill | Nill | Nill | Nill | Nill
6.09.2020 | Davanagere | Harihara | Nill | Nill | Nill | Nill | Nill | Nill | Nill | Nill | Nill | Nill
7.09.2020 | Davanagere | Harihara | Nill | Nill | Nill | Nill | Nill | Nill | Nill | Nill | Nill | Nill
8.09.2020 | Davanagere | Harihara | Nill | Nill | Nill | Nill | Nill | Nill | Nill | Nill | Nill | Nill
9.09.2020 | Davanagere | Harihara | Nill | Nill | Nill | Nill | Nill | Nill | Nill | Nill | Nill | Nill
10.09.2020 | Davanagere | Harihara | Nill | Nill | Nill | Nill | Nill | Nill | Nill | Nill | Nill | Nill
11.09.2020 | Davanagere | Harihara | Nill | Nill | Nill | Nill | Nill | Nill | Nill | Nill | Nill | Nill
12.09.2020 | Davanagere | Harihara | Nill | Nill | Nill | Nill | Nill | Nill | Nill | Nill | Nill | Nill
13.09.2020 | Davanagere | Harihara | Nill | Nill | Nill | Nill | Nill | Nill | Nill | Nill | Nill | Nill
14.09.2020 | Davanagere | Harihara | Nill | Nill | Nill | Nill | Nill | Nill | Nill | Nill | Nill | Nill
15.09.2020 | Davanagere | Harihara | Nill | Nill | Nill | Nill | Nill | Nill | Nill | Nill | Nill | Nill
16.09.2020 | Davanagere | Harihara | Nill | Nill | Nill | Nill | Nill | Nill | Nill | Nill | Nill | Nill
17.09.2020 | Davanagere | Harihara | Nill | Nill | Nill | Nill | Nill | Nill | Nill | Nill | Nill | Nill
18.09.2020 | Davanagere | Harihara | Nill | Nill | Nill | Nill | Nill | Nill | Nill | Nill | Nill | Nill
19.09.2020 | Davanagere | Harihara | Nill | Nill | Nill | Nill | Nill | Nill | Nill | Nill | Nill | Nill
20.09.2020 | Davanagere | Harihara | Nill | Nill | Nill | Nill | Nill | Nill | Nill | Nill | Nill | Nill
21.09.2020 | Davanagere | Harihara | Nill | Nill | Nill | Nill | Nill | Nill | Nill | Nill | Nill | Nill
22.09.2020 | Davanagere | Harihara | Nill | Nill | Nill | Nill | Nill | Nill | Nill | Nill | Nill | Nill
23.09.2020 | Davanagere | Harihara | Nill | Nill | Nill | Nill | Nill | Nill | Nill | Nill | Nill | Nill
24.09.2020 | Davanagere | Harihara | Nill | Nill | Nill | Nill | Nill | Nill | Nill | Nill | Nill | Nill
25.09.2020 | Davanagere | Harihara | Nill | Nill | Nill | Nill | Nill | Nill | Nill | Nill | Nill | Nill
26.09.2020 | Davanagere | Harihara | Nill | Nill | Nill | Nill | Nill | Nill | Nill | Nill | Nill | Nill
27.09.2020 | Davanagere | Harihara | Nill | Nill | Nill | Nill | Nill | Nill | Nill | Nill | Nill | Nill
28.09.2020 | Davanagere | Harihara | Nill | Nill | Nill | Nill | Nill | Nill | Nill | Nill | Nill | Nill
29.09.2020 | Davanagere | Harihara | Nill | Nill | Nill | Nill | Nill | Nill | Nill | Nill | Nill | Nill
30.09.2020 | Davanagere | Harihara | Nill | Nill | Nill | Nill | Nill | Nill | Nill | Nill | Nill | Nill
01.09.2020 | Davanagere | Chitradurga | Nill | Nill | Nill | Nill | Nill | Nill | Nill | Nill | Nill | Nill
2.09.2020 | Davanagere | Chitradurga | Nill | Nill | Nill | Nill | Nill | Nill | Nill | Nill | Nill | Nill
3.09.2020 | Davanagere | Chitradurga | Nill | Nill | Nill | Nill | Nill | Nill | Nill | Nill | Nill | Nill
4.09.2020 | Davanagere | Chitradurga | Nill | Nill | Nill | Nill | Nill | Nill | Nill | Nill | Nill | Nill
5.09.2020 | Davanagere | Chitradurga | Nill | Nill | Nill | Nill | Nill | Nill | Nill | Nill | Nill | Nill
6.09.2020 | Davanagere | Chitradurga | Nill | Nill | Nill | Nill | Nill | Nill | Nill | Nill | Nill | Nill
7.09.2020 | Davanagere | Chitradurga | Nill | Nill | Nill | Nill | Nill | Nill | Nill | Nill | Nill | Nill
8.09.2020 | Davanagere | Chitradurga | Nill | Nill | Nill | Nill | Nill | Nill | Nill | Nill | Nill | Nill
9.09.2020 | Davanagere | Chitradurga | Nill | Nill | Nill | Nill | Nill | Nill | Nill | Nill | Nill | Nill
10.09.2020 | Davanagere | Chitradurga | Nill | Nill | Nill | Nill | Nill | Nill | Nill | Nill | Nill | Nill
11.09.2020 | Davanagere | Chitradurga | Nill | Nill | Nill | Nill | Nill | Nill | Nill | Nill | Nill | Nill
12.09.2020 | Davanagere | Chitradurga | Nill | Nill | Nill | Nill | Nill | Nill | Nill | Nill | Nill | Nill
13.09.2020 | Davanagere | Chitradurga | Nill | Nill | Nill | Nill | Nill | Nill | Nill | Nill | Nill | Nill
14.09.2020 | Davanagere | Chitradurga | Nill | Nill | Nill | Nill | Nill | Nill | Nill | Nill | Nill | Nill
15.09.2020 | Davanagere | Chitradurga | Nill | Nill | Nill | Nill | Nill | Nill | Nill | Nill | Nill | Nill
16.09.2020 | Davanagere | Chitradurga | Nill | Nill | Nill | Nill | Nill | Nill | Nill | Nill | Nill | Nill
17.09.2020 | Davanagere | Chitradurga | Nill | Nill | Nill | Nill | Nill | Nill | Nill | Nill | Nill | Nill
18.09.2020 | Davanagere | Chitradurga | Nill | Nill | Nill | Nill | Nill | Nill | Nill | Nill | Nill | Nill
19.09.2020 | Davanagere | Chitradurga | Nill | Nill | Nill | Nill | Nill | Nill | Nill | Nill | Nill | Nill
20.09.2020 | Davanagere | Chitradurga | Nill | Nill | Nill | Nill | Nill | Nill | Nill | Nill | Nill | Nill
21.09.2020 | Davanagere | Chitradurga | Nill | Nill | Nill | Nill | Nill | Nill | Nill | Nill | Nill | Nill
22.09.2020 | Davanagere | Chitradurga | Nill | Nill | Nill | Nill | Nill | Nill | Nill | Nill | Nill | Nill
23.09.2020 | Davanagere | Chitradurga | Nill | Nill | Nill | Nill | Nill | Nill | Nill | Nill | Nill | Nill
24.09.2020 | Davanagere | Chitradurga | Nill | Nill | Nill | Nill | Nill | Nill | Nill | Nill | Nill | Nill
25.09.2020 | Davanagere | Chitradurga | Nill | Nill | Nill | Nill | Nill | Nill | Nill | Nill | Nill | Nill
26.09.2020 | Davanagere | Chitradurga | Nill | Nill | Nill | Nill | Nill | Nill | Nill | Nill | Nill | Nill
27.09.2020 | Davanagere | Chitradurga | Nill | Nill | Nill | Nill | Nill | Nill | Nill | Nill | Nill | Nill
28.09.2020 | Davanagere | Chitradurga | Nill | Nill | Nill | Nill | Nill | Nill | Nill | Nill | Nill | Nill
29.09.2020 | Davanagere | Chitradurga | Nill | Nill | Nill | Nill | Nill | Nill | Nill | Nill | Nill | Nill
30.09.2020 | Davanagere | Chitradurga | Nill | Nill | Nill | Nill | Nill | Nill | Nill | Nill | Nill | Nill
06.09.2020 | Davanagere | Hiriyuru | Challakere | O&M-1 | Challakere | F2-Bangalore Road | Ambedkarnagara,Bangalore road, Narahari nagara, Nagaramgere, Siddapura, Lakshmipura, Somaguddu. | 10:00 | 12:00 | 2:00 | 2MW | Line Clear
05.09.2020 | Davanagere | Hiriyuru | Thallak | Nayakanahatti | Nayakanahatti MUSS | F09-Nayakanahtti | Nayakanahtti Town | 10:00 | 5:00 | 7:00 | 0.5MW | Pole Shifting in Town limits
06.09.2020 | Davanagere | Hiriyuru | Thallak | Nayakanahatti | Nayakanahatti MUSS | F09-Nayakanahtti | Nayakanahtti Town | 10:00 | 5:00 | 7:00 | 0.5MW
07.09.2020 | Davanagere | Hiriyuru | Thallak | Nayakanahatti | Nayakanahatti MUSS | F09-Nayakanahtti | Nayakanahtti Town | 10:00 | 5:00 | 7:00 | 0.5MW
08.09.2020 | Davanagere | Hiriyuru | Thallak | Nayakanahatti | Nayakanahatti MUSS | F09-Nayakanahtti | Nayakanahtti Town | 10:00 | 5:00 | 7:00 | 0.5MW
09.09.2020 | Davanagere | Hiriyuru | Thallak | Nayakanahatti | Nayakanahatti MUSS | F09-Nayakanahtti | Nayakanahtti Town | 10:00 | 5:00 | 7:00 | 0.5MW
10.09.2020 | Davanagere | Hiriyuru | Thallak | Nayakanahatti | Nayakanahatti MUSS | F09-Nayakanahtti | Nayakanahtti Town | 10:00 | 5:00 | 7:00 | 0.5MW
10.09.2020 | Davanagere | Hiriyuru | Thallak | Doddaullarthi | Mylanahally MUSS | F0-1Obalapura | DODDA ULLARTHI,CHIKKA ULLARTHI,KALUVEHALLI,YADALAGATTA,JAANAMMANAHALLI,KYATHAGONDANAHALLI,GOWDARAHATTI,GHATAPARTHI,BHOGANAHALLI,CHITRANAYANAHALLI,MYLANAHALLI | 9:00 | 12:00 | 3:00 | 12MW | Quarterly mentainance
10.09.2020 | Davanagere | Hiriyuru | Thallak | Doddaullarthi | Mylanahally MUSS | F02-Bhoganahalli
10.09.2020 | Davanagere | Hiriyuru | Thallak | Doddaullarthi | Mylanahally MUSS | F03-Chitranayakanahally
10.09.2020 | Davanagere | Hiriyuru | Thallak | Doddaullarthi | Mylanahally MUSS | F04-Yadalagatte
10.09.2020 | Davanagere | Hiriyuru | Thallak | Doddaullarthi | Mylanahally MUSS | F09-NJY Ghatapharthi
10.09.2020 | Davanagere | Hiriyuru | Thallak | Doddaullarthi | Mylanahally MUSS | F10-NJY kaluvehalli
10.09.2020 | Davanagere | Hiriyuru | Thallak | Hirehalli | Gowrasamudra MUSS | F02-Gowrasamudra | HONNURU,DEVAREDDYHALLY,BUKKAMBUDI,BEDAREDDYHALLY | 8:00 | 11:00 | 3:00 | 8MW | Quarterly mentainance
10.09.2020 | Davanagere | Hiriyuru | Thallak | Hirehalli | Gowrasamudra MUSS | F03-Mallasamudra
10.09.2020 | Davanagere | Hiriyuru | Thallak | Hirehalli | Gowrasamudra MUSS | F04-Bukkamboodi
10.09.2020 | Davanagere | Hiriyuru | Thallak | Hirehalli | Gowrasamudra MUSS | F11-NJY Honnuru
11.09.2020 | Davanagere | Hiriyuru | Thallak | Doddaullarthi | Mylanahally MUSS | F05-Mylanahalli | RENUKAPURA,BASAPURA,KATAMADEVARAKOTE,KASAVIGONDANAHALLI,THAPPAGONDANAHALLI,GUDIHALLI,OBALAPURA,DASARALAHALLI,PAATHAPPANAGUDI,CHIKKABADIHALLI,DODDABADHIHALI,THIPPAREDDYHALLI,DONNEHALLI,KODIHATTI,VIDYANAGARA(OBALAPURA) | 9:00 | 12:00 | 3:00 | 12MW | Quarterly mentainance
11.09.2020 | Davanagere | Hiriyuru | Thallak | Doddaullarthi | Mylanahally MUSS | F06-Thipperedihally
11.09.2020 | Davanagere | Hiriyuru | Thallak | Doddaullarthi | Mylanahally MUSS | F07-Gudihally
11.09.2020 | Davanagere | Hiriyuru | Thallak | Doddaullarthi | Mylanahally MUSS | F08-D.Ullarthi
11.09.2020 | Davanagere | Hiriyuru | Thallak | Doddaullarthi | Mylanahally MUSS | F11-NJY Kamasamudra
11.09.2020 | Davanagere | Hiriyuru | Thallak | Hirehalli | Gowrasamudra MUSS | F06-NJY BT Pura | MALLASAMUDRA,T.DEVARAHALLI,MITLAKATTTE,PICHARAHATTI,RAMESHWARA KAVALU,GOWRASAMUDRA,BANDETHIMMALAPURA,DODDANAGENAHATTI | 8:00 | 11:00 | 3:00 | 6MW | Quarterly mentainance
11.09.2020 | Davanagere | Hiriyuru | Thallak | Hirehalli | Gowrasamudra MUSS | F07-Hanumanthanahalli |  | 8:00 | 11:00 | 3:00 | 6MW | Quarterly mentainance
11.09.2020 | Davanagere | Hiriyuru | Thallak | Hirehalli | Gowrasamudra MUSS | F08-Udevu |  | 8:00 | 11:00 | 3:00 | 6MW | Quarterly mentainance